## RDL browser
RDL2 browser to spreadsheet tool version 78 |  |  |  | Endpoint: http://data.15926.org/rdl/
Contact: onno.paap@gmail.com |  |  | Action | INSTRUMENTATION FUNCTION | http://data.15926.org/rdl/RDS2225050
Search: | INSTRUMENTATION FUNCTION | INSTRUMENT CONNECTION
Note: first set coloring on in Settings
Coloring (containing this string will give this color)
ClassOfFunctionalObject
ClassOfInanimatePhysicalObject
Namespace replacer (definition containing this string replaces the namespace)
| API | API:
| ASME | ASME:
| ASTM | ASTM:
| DIN | DIN:
| EN | EN:
| ISO | ISO:
| NORSOK | NOR:
| NPD | NOR:
| NS | NOR:
| ROSEMOUNT | ROS:
| SAE | SAE:
| SIEMENS | SIE:
| SKOTSELV | SKOT:
| TWR | TWR:
Go
Settings
Missing subClassOf
Orphans
List Entities
Doubles
Orphans
Clear Cache (use on DB change)
Orphans
Missing Super
List Subclasses
Error in Definitions
Orphans
Compare RDL2 with views folder
Orphans
RDL Deprec Super
Orphans
GO
Knop 20

## Settings (hidden)
Setting name | Select name | OnKey | Value | Status | RDLType
Endpoint | RDL2 (15926.org) |  | http://data.15926.org/rdl/ | Current |  | Note: end address always with a slash (/)
Endpoint | PCA RDL |  | http://data.posccaesar.org/rdl/ |  |  | Note: end address always with a slash (/)
Endpoint | PCA Staging |  | http://staging.data.posccaesar.org/rdl/ |  |  | Note: end address always with a slash (/)
Endpoint | PCA SVRDL |  | http://svrdl.community.data.posccaesar.org/rdl/ |  |  | Note: end address always with a slash (/)
Endpoint | PCA P4 |  | http://posccaesar.org/p4/sparql |  |  | Note: end address always with a slash (/)
Endpoint | PCA P12 |  | http://sti.data.posccaesar.org/rdl/ |  |  | Note: end address always with a slash (/)
Endpoint | Localhost |  | http://localhost:8890/sparql/ |  |  | Note: end address always with a slash (/)
gBaseNamespace |  | http://data.posccaesar.org/rdl/ | http://data.posccaesar.org/rdl/ |  | RDS
gBaseNamespace |  | http://staging.data.posccaesar.org/rdl/ | http://data.posccaesar.org/rdl/ |  | RDS2
gBaseNamespace |  | http://data.15926.org/rdl/ | http://data.15926.org/rdl/ |  | RDL2
gBaseNamespace |  | http://svrdl.community.data.posccaesar.org/rdl/ | http://svrdl.community.data.posccaesar.org/rdl/ |  | RDL2
gBaseNamespace |  | http://posccaesar.org/p4/sparql | http://posccaesar.org/rdl/ |  | RDS
gBaseNamespace |  | http://sti.data.posccaesar.org/rdl/ | http://sti.data.posccaesar.org/rdl/ |  | RDL2
gBaseNamespace |  | http://localhost:8890/sparql/ | http://data.15926.org/rdl/ |  | RDL2
gKeepSettings |  |  | T
gShowDeprecated |  |  | F
gColoring |  |  | T
gNamespaceReplacing |  |  | F
gHyperlinkReplacing |  |  | F
Endpoint | aisi |  | http://data.15926.org/aisi/ |  |  | Note: end address always with a slash (/)
Endpoint | ansi |  | http://data.15926.org/ansi/ |  |  | Note: end address always with a slash (/)
Endpoint | api |  | http://data.15926.org/api/ |  |  | Note: end address always with a slash (/)
Endpoint | all |  | http://data.15926.org/all/ |  |  | Note: end address always with a slash (/)
Endpoint | asme |  | http://data.15926.org/asme/ |  |  | Note: end address always with a slash (/)
Endpoint | astm |  | http://data.15926.org/astm/ |  |  | Note: end address always with a slash (/)
Endpoint | atex |  | http://data.15926.org/atex/ |  |  | Note: end address always with a slash (/)
Endpoint | bs |  | http://data.15926.org/bs/ |  |  | Note: end address always with a slash (/)
Endpoint | cfihos |  | http://data.15926.org/cfihos/ |  |  | Note: end address always with a slash (/)
Endpoint | din |  | http://data.15926.org/din/ |  |  | Note: end address always with a slash (/)
Endpoint | dm |  | http://data.15926.org/dm/ |  |  | Note: end address always with a slash (/)
Endpoint | dnv |  | http://data.15926.org/dnv/ |  |  | Note: end address always with a slash (/)
Endpoint | edm |  | http://data.15926.org/edm/ |  |  | Note: end address always with a slash (/)
Endpoint | en |  | http://data.15926.org/en/ |  |  | Note: end address always with a slash (/)
Endpoint | eu |  | http://data.15926.org/eu/ |  |  | Note: end address always with a slash (/)
Endpoint | iec |  | http://data.15926.org/iec/ |  |  | Note: end address always with a slash (/)
Endpoint | ieee |  | http://data.15926.org/ieee/ |  |  | Note: end address always with a slash (/)
Endpoint | iso |  | http://data.15926.org/iso/ |  |  | Note: end address always with a slash (/)
Endpoint | lci |  | http://data.15926.org/lci/ |  |  | Note: end address always with a slash (/)
Endpoint | mss |  | http://data.15926.org/mss/ |  |  | Note: end address always with a slash (/)
Endpoint | nace |  | http://data.15926.org/nace/ |  |  | Note: end address always with a slash (/)
Endpoint | nec |  | http://data.15926.org/nec/ |  |  | Note: end address always with a slash (/)
Endpoint | nema |  | http://data.15926.org/nema/ |  |  | Note: end address always with a slash (/)
Endpoint | nfpa |  | http://data.15926.org/nfpa/ |  |  | Note: end address always with a slash (/)
Endpoint | nor |  | http://data.15926.org/nor/ |  |  | Note: end address always with a slash (/)
Endpoint | rdl |  | http://data.15926.org/rdl/ |  |  | Note: end address always with a slash (/)
Endpoint | sae |  | http://data.15926.org/sae/ |  |  | Note: end address always with a slash (/)
Endpoint | sie |  | http://data.15926.org/sie/ |  |  | Note: end address always with a slash (/)
Endpoint | tema |  | http://data.15926.org/tema/ |  |  | Note: end address always with a slash (/)
Endpoint | twr |  | http://data.15926.org/twr/ |  |  | Note: end address always with a slash (/)
Endpoint | uns |  | http://data.15926.org/uns/ |  |  | Note: end address always with a slash (/)
Endpoint | wits |  | http://data.15926.org/wits/ |  |  | Note: end address always with a slash (/)
gBaseNamespace |  | http://data.15926.org/aisi/ | http://data.15926.org/aisi/ |  | RDL2
gBaseNamespace |  | http://data.15926.org/ansi/ | http://data.15926.org/ansi/ |  | RDL2
gBaseNamespace |  | http://data.15926.org/api/ | http://data.15926.org/api/ |  | RDL2
gBaseNamespace |  | http://data.15926.org/asme/ | http://data.15926.org/asme/ |  | RDL2
gBaseNamespace |  | http://data.15926.org/all/ | http://data.15926.org/all/ |  | RDL2
gBaseNamespace |  | http://data.15926.org/astm/ | http://data.15926.org/astm/ |  | RDL2
gBaseNamespace |  | http://data.15926.org/atex/ | http://data.15926.org/atex/ |  | RDL2
gBaseNamespace |  | http://data.15926.org/bs/ | http://data.15926.org/bs/ |  | RDL2
gBaseNamespace |  | http://data.15926.org/cfihos/ | http://data.15926.org/cfihos/ |  | RDL2
gBaseNamespace |  | http://data.15926.org/din/ | http://data.15926.org/din/ |  | RDL2
gBaseNamespace |  | http://data.15926.org/dm/ | http://data.15926.org/dm/ |  | RDL2
gBaseNamespace |  | http://data.15926.org/dnv/ | http://data.15926.org/dnv/ |  | RDL2
gBaseNamespace |  | http://data.15926.org/edm/ | http://data.15926.org/edm/ |  | RDL2
gBaseNamespace |  | http://data.15926.org/en/ | http://data.15926.org/en/ |  | RDL2
gBaseNamespace |  | http://data.15926.org/eu/ | http://data.15926.org/eu/ |  | RDL2
gBaseNamespace |  | http://data.15926.org/iec/ | http://data.15926.org/iec/ |  | RDL2
gBaseNamespace |  | http://data.15926.org/ieee/ | http://data.15926.org/ieee/ |  | RDL2
gBaseNamespace |  | http://data.15926.org/iso/ | http://data.15926.org/iso/ |  | RDL2
gBaseNamespace |  | http://data.15926.org/lci/ | http://data.15926.org/lci/ |  | RDL2
gBaseNamespace |  | http://data.15926.org/mss/ | http://data.15926.org/mss/ |  | RDL2
gBaseNamespace |  | http://data.15926.org/nace/ | http://data.15926.org/nace/ |  | RDL2
gBaseNamespace |  | http://data.15926.org/nec/ | http://data.15926.org/nec/ |  | RDL2
gBaseNamespace |  | http://data.15926.org/nema/ | http://data.15926.org/nema/ |  | RDL2
gBaseNamespace |  | http://data.15926.org/nfpa/ | http://data.15926.org/nfpa/ |  | RDL2
gBaseNamespace |  | http://data.15926.org/nor/ | http://data.15926.org/nor/ |  | RDL2
gBaseNamespace |  | http://data.15926.org/rdl/ | http://data.15926.org/rdl/ |  | RDL2
gBaseNamespace |  | http://data.15926.org/sae/ | http://data.15926.org/sae/ |  | RDL2
gBaseNamespace |  | http://data.15926.org/sie/ | http://data.15926.org/sie/ |  | RDL2
gBaseNamespace |  | http://data.15926.org/tema/ | http://data.15926.org/tema/ |  | RDL2
gBaseNamespace |  | http://data.15926.org/twr/ | http://data.15926.org/twr/ |  | RDL2
gBaseNamespace |  | http://data.15926.org/uns/ | http://data.15926.org/uns/ |  | RDL2
gBaseNamespace |  | http://data.15926.org/wits/ | http://data.15926.org/wits/ |  | RDL2

## about
Version 78 changes | 2021-11-25 | Onno Paap
Repaired output like &amp;lt; in the skos:definition
Version 77 changes | 2021-05-18 | Onno Paap
Made workaround for weird Microsoft Windows update which invalidated the System.Xml library (got emails from people)
Version 76 changes | 2020-01-26 | Onno Paap
Added CFIHOS endpoint to search in
Version 75 changes | 2018-10-05 | Onno Paap
missing superclasses - and orphans- filter no deprecated classes
Version 74 changes | 2018-09-30 | Onno Paap
Repaired bug missing label
Version 73 changes | 2018-05-16 | Onno Paap
Repaired bug Deprecated Superclass
Version 71 changes | 2016-07-17 | Onno Paap
Aded report button for comparison of RDL2 with a subfolder called views filled with spreadsheets.
Version 69 changes | 2016-06-16 | Onno Paap
Added button: "errors in definitions" that lists all classes that have more or less "<" brackets than the number of super class relationships + 1. Where the part after the word "that " is ignored in the count of "<" brackets.
Version 68 changes | 2016-06-13 | Onno Paap
Updated endpoint of RDL2 sparql
Version 67 changes | 2016-05-22 | Onno Paap
Added button list subclasses from superclass
Version 65 changes | 2016-04-25 | Onno Paap
Added checkbox at action dialog "supress double child occurances" so that this built-in feature can be switched off
Version 64 changes | 2016-04-20 | Onno Paap
Made search case-insensitive and added endpoint "all"
Version 63 changes | 2016-09-28 | Onno Paap
Made entity list working on P4 endpoint (they changed the database version which was not accepting som sparql setting)
Version 62 changes | 2016-09-28 | Onno Paap
Applied show deprecated to searched result list
Version 61 changes | 2016-08-29 | Onno Paap
Added query from pcardl for ClassOfIndirectProperty
Version 60 changes | 2016-08-19 | Onno Paap
Repaired failing entity reports
Version 59 changes | 2016-08-19 | Onno Paap
Missing superclasses now queries whole federation of RDL2
Version 58 changes | 2016-08-16 | Onno Paap
Repaired missing output for entities and doubles in RDL2 endpoints other than rdl
Version 57 changes | 2016-08-13 | Onno Paap
Doubles report now skips classes that are deprecated
Version 56 changes | 2016-07-22 | Onno Paap
Made rowheight suitable for longer definitions to example DESIGN BASIS
Version 55 changes | 2016-07-19 | Onno Paap
Made rowheight suitable for longer definitions
Version 54 changes | 2016-07-03 | Onno Paap
Entity Type field changed to 6 merged cells.
Version 53 changes | 2016-06-23 | Onno Paap
added lci namespace
Version 52 changes | 2016-06-23 | Onno Paap
Added deprecated count to list entities
Version 51 changes | 2016-06-19 | Onno Paap
Updated namespaces of staging RDL
Version 50 changes | 2016-06-19 | Onno Paap
taxonomy view repaired missing entity type
Version 49 changes | 2016-06-14 | Onno Paap
Room for 12 superclasses
Version 48 changes | 2016-06-14 | Onno Paap
Repaired NOR:/RDS bug
Version 47 changes | 2016-06-14 | Onno Paap
Repaired endpoint bug
Version 46 changes | 2016-06-13 | Onno Paap
Updated endpoints
Version 45 changes | 2016-06-06 | Onno Paap
Completed Missing Superclasses report
Version 44 changes | 2016-05-20 | Onno Paap
Added Clear Cache button (use on any database changes)
Version 43 changes | 2016-05-19 | Onno Paap
Changed non-existing super classes to show as "no label"
Version 42 changes | 2016-05-02 | Onno Paap
bug fix
Version 41 changes | 2016-05-02 | Onno Paap
Added setting to show/not show deprecated items. If shown, they are stricken through
Version 40 changes | 2016-03-31 | Onno Paap
Added in doubles: two classes having the same label.
Version 39 changes | 2016-03-21 | Onno Paap
Made the query more robust, after the server hass been returning a 404 occasionally
Version 38 changes | 2016-03-03 | Onno Paap
Repaired bug entity type query on PCA endpoint
Version 37 changes | 2016-01-29 | Onno Paap
Showing deprecated class in taxonomy with label in strikethrough.
Version 36 changes | 2016-01-13 | Onno Paap
Added the 17 endpoints of http://data.15926.org/rdl
Version 35 changes | 2016-01-13 | Onno Paap
In taxonomy view, disregard all rdf:type that is not data model. So only show rdf:type that is dm:
Version 34 changes | 2016-01-13 | Onno Paap
Solved taxonomy levels regression bug
Version 33 changes | 2016-01-11 | Onno Paap
Enhanced the doubled query. First 4 columns are about the triple, the rest is info.
Repaired bug in entity type query.
Version 30 changes | 2016-01-03 | Onno Paap
Repaired entity type query for old PCA RDL. Repaired bug in entity type query where a class that has a superclass of the wanted type as well as of another type became the start point of a new taxonomy as well as part in the main taxonomy. (read that again)
Version 29 changes | 2016-01-02 | Onno Paap
Filtered entity filtered taxonomy to only show the filtered entity not subClassOf of another entity
Version 27 changes | 2016-01-01 | Onno Paap
few bugs repaired. Changed entity search into presenting taxonomies.
Version 26 changes | 2015-12-26 | Onno Paap
few bugs repaired.
Version 25 changes | 2015-12-26 | Onno Paap
Added Part 12 and localhost endpoints
Added button for selecting double labels and definitions.
Version 24 changes | 2015-12-14 | Onno Paap
Added button to list all distinct entity data types and their counts, and click to show.
Added a button to show all orphans that have a rdfs:label
Version 23 changes
Added endpoint posccaesar.org/p4/sparql
Version 22 changes
Added endpoint staging.data.posccaesar.org/rdl
Version 21 changes
Repaired bug where namespace replace was based upon definition instead of class label
Version 20 changes
Repaired bug where definition did not show up if hyperlink replace was on.
Version 19 changes (skip version 16-18)
Settings expanded with persist settings, namespace replacer and hyperlink replacer
Added namespace replacer which will replace the RDL: namespace of the ID with the namespace given in the list on the front page.
Added hyperlink replacer which will find terms between single quotes and look them up in the RDL, then add a hyperlink in the text if found. Anchor tag <a></a> used not &hyperlink() so looks ugly.
Version 15 changes
Changed browser page Action buttons to hyperlinks because buttons are not equally spaced between Excel versions (Office 2007 versus Office 365)
First row is empty. Move all up.
Make stop button for during query taxonomy query execution
Version 14 changes
Aligned buttons on browser page
Made color notification work. Note: switch it on first in settings. Default is off
Top align subclasses in taxonomy
Subclasses made to hyperlink in taxonomy
Subclasses made to increase column width in taxonomy
Made browser search go when hitting enter in search field
todo
Make setting for outputting to other result pages

## Results1
FunctionalObject |  |  |  | INSTRUMENTATION FUNCTION | [5 empty] | rdl:RDS2225050 |  | An <INSTRUMENTATION FUNCTION> is a <FunctionalObject> that is capable of one or more of the following activities: <ACTUATING>, <COMPUTING>, <CONTROLLING>, <DETECTING>, <INDICATING>, <MEASURING>, <MONITORING>, <PROTECTING>, <RECORDING>, <REGULATING>, <SIGNAL AMPLIFYING>, <SIGNAL CONVERTING>, <SIGNAL CONVEYING>, <SWITCHING>, <TRANSDUCING>, <TRANSMITTING>, and <WARNING> related to physical variables (quantities) | [5 empty] | dm:ClassOfFunctionalObject
INSTRUMENTATION FUNCTION |  |  |  |  | BOOLEAN LOGIC FUNCTION | [5 empty] | rdl:RDS222482 |  | A <BOOLEAN LOGIC FUNCTION> is an <INSTRUMENTATION FUNCTION> that is capable of <EXECUTING> Boolean logic | [5 empty] | dm:ClassOfFunctionalObject
BOOLEAN LOGIC FUNCTION | INSTRUMENTATION ITEM |  |  |  |  | LOGIC ARTEFACT | [5 empty] | rdl:RDS220111 |  | A <LOGIC ARTEFACT> is an <INSTRUMENTATION ITEM> and a <BOOLEAN LOGIC FUNCTION> that executes Boolean logic and timig functions as required in the process industries | [5 empty] | dm:ClassOfInanimatePhysicalObject
LOGIC ARTEFACT | [6 empty] | INTERLOCKING DEVICE | [5 empty] | rdl:RDS955664 |  | An <INTERLOCKING DEVICE> is a <LOGIC ARTEFACT> that makes the operation of a piece of equipment dependent upon the condition, position or operation of one or more other pieces of equipment | [5 empty] | dm:ClassOfInanimatePhysicalObject
LOGIC ARTEFACT | [6 empty] | PROCESS LOGIC ARTEFACT | [5 empty] | rdl:RDS222483 |  | A <PROCESS LOGIC ARTEFACT> is a <LOGIC ARTEFACT> that executes Boolean logic and timig functions as required in the process industries | [5 empty] | dm:ClassOfInanimatePhysicalObject
PROCESS LOGIC ARTEFACT | [7 empty] | ANTI PUMPING ARTEFACT | [5 empty] | rdl:RDS955619 |  | An <ANTI PUMPING ARTEFACT> is a <PROCESS LOGIC ARTEFACT> that prevents reclosing after a close-open operation as long as the device initiating closing is maintained in the position for closing | [5 empty] | dm:ClassOfInanimatePhysicalObject
LOGIC ARTEFACT | [6 empty] | PROGRAMMABLE LOGIC CONTROLLER | [5 empty] | rdl:RDS1008584 |  | A <PROGRAMMABLE LOGIC CONTROLLER> is a <LOGIC ARTEFACT> that continuously monitors the state of input devices and makes decisions based upon a custom program to control the state of output devices | [5 empty] | dm:ClassOfInanimatePhysicalObject
INSTRUMENTATION FUNCTION |  |  |  |  | CONTROLLER | [5 empty] | rdl:RDS289844 |  | A <CONTROLLER> is an <INSTRUMENTATION FUNCTION> that is capable of <CONTROLLING> | [5 empty] | dm:ClassOfFunctionalObject
CONTROLLER | INSTRUMENTATION ITEM |  |  |  |  | ANTI SURGE CONTROLLER | [5 empty] | rdl:RDS5981292 |  | An <ANTI SURGE CONTROLLER> is a <PROCESS INSTRUMENTATION ITEM> and a <CONTROLLER> that continuously measures and provides multi-variable proximity-to-surge calculations in order to protect the compressor against surge; it is specifically designed for this purpose | [5 empty] | dm:ClassOfInanimatePhysicalObject
CONTROLLER | INSTRUMENTATION ITEM |  |  |  |  | BURNER CONTROLLER | [5 empty] | rdl:RDS6535671 |  | A <BURNER CONTROLLER> is an <INSTRUMENTATION ITEM> and a <CONTROLLER> that is designed and programmed to control the operation of a burner | [5 empty] | dm:ClassOfInanimatePhysicalObject
CONTROLLER | INSTRUMENTATION ITEM |  |  |  |  | CHARGE CONTROLLER | [5 empty] | rdl:RDS5764044 |  | A <CHARGE CONTROLLER> is a <INSTRUMENTATION ITEM> and a <CONTROLLER> for controlling the quantity of unbalanced electricity in a body | [5 empty] | dm:ClassOfInanimatePhysicalObject
CONTROLLER | SYSTEM |  |  |  |  | CONTROL SYSTEM | [5 empty] | rdl:RDS13610030 |  | A <CONTROL SYSTEM> is a <SYSTEM> and a <CONTROLLER> intended to control the operation of a machine, unit or process | [5 empty] | dm:ClassOfFunctionalObject
CONTROL SYSTEM | [6 empty] | CAPACITY CONTROL | [5 empty] | rdl:RDS2227900 |  | A <CAPACITY CONTROL> is a <CONTROL SYSTEM> that is regualting the capacity of a pump or compressor | [5 empty] | dm:ClassOfInanimatePhysicalObject
CAPACITY CONTROL | [7 empty] | SUCTION THROTTLING CONTROL SYSTEM | [5 empty] | rdl:RDS2226932 |  | A <SUCTION THROTTLING CONTROL SYSTEM> is a <CAPACITY CONTROL> that enables to vary the capacity in case of centrifugal compressors by which suction throttling takes place by either a fixed orifice (permanent fixed throttling) or by closing the suction valve at inlet gradually (variable throttling) in order to reduce the inlet pressure and hence the outlet pressure with the results that the compressor capacity lowers at original outlet pressure; the valve system is activated by means of manual or automatic control on basis of pre-set positions. | [5 empty] | dm:ClassOfInanimatePhysicalObject
CONTROL SYSTEM | INSTRUMENTATION ITEM | [5 empty] | CENTRIFUGAL COMPRESSOR BUFFER GAS CONTROL SYSTEM | [5 empty] | rdl:RDS14214727 |  | A <CENTRIFUGAL COMPRESSOR BUFFER GAS CONTROL SYSTEM> is an <INSTRUMENTATION ITEM> and a <CONTROL SYSTEM> intended to control the buffer gas system on a centrifugal compressor | [5 empty] | dm:ClassOfInanimatePhysicalObject
CONTROL SYSTEM | INSTRUMENTATION ITEM | [5 empty] | CENTRIFUGAL COMPRESSOR PROCESS CONTROL | [5 empty] | rdl:RDS14207329 |  | A <CENTRIFUGAL COMPRESSOR PROCESS CONTROL> is an <INSTRUMENTATION ITEM> and a <CONTROL SYSTEM> that is intended for use on a centrifugal compressor | [5 empty] | dm:ClassOfInanimatePhysicalObject
CONTROL SYSTEM | INSTRUMENTATION ITEM | [5 empty] | CRANE MASTER | [5 empty] | rdl:RDS1066965381 |  | A <CRANE MASTER> is an <INSTRUMENTATION ITEM> and a <CONTROL SYSTEM> intended to control a crane | [5 empty] | dm:ClassOfInanimatePhysicalObject
CONTROL SYSTEM | INSTRUMENTATION ITEM | [5 empty] | FUEL INJECTION CONTROL SYSTEM | [5 empty] | rdl:RDS13662846 |  | A <FUEL INJECTION CONTROL SYSTEM> is an <INSTRUMENTATION ITEM> and a <CONTROL SYSTEM> intended to control the operation of the fuel injection on an internal combustion engine | [5 empty] | dm:ClassOfInanimatePhysicalObject
CONTROL SYSTEM | INSTRUMENTATION ITEM | [5 empty] | INLET GUIDE VANE CONTROL | [5 empty] | rdl:RDS407109371 |  | An <INLET GUIDE VANE CONTROL> is an <INSTRUMENTATION ITEM> and a <CONTROL SYSTEM> that uses the adjustment of the angle in order to position the inlet guide vanes | [5 empty] | dm:ClassOfInanimatePhysicalObject
CONTROL SYSTEM | INSTRUMENTATION ITEM | [5 empty] | MOTOR CONTROL SYSTEM | [5 empty] | rdl:RDS2229402 |  | A <MOTOR CONTROL SYSTEM> is an <INSTRUMENTATION ITEM> and a <CONTROL SYSTEM> that is a combination of all the switching means necessary to start and stop a motor in combination with suitable overload protection | [5 empty] | dm:ClassOfInanimatePhysicalObject
CONTROL SYSTEM | INSTRUMENTATION ITEM | [5 empty] | REMOTE-OPERATED CONTROL UNIT | [5 empty] | rdl:RDS5761886 |  | A <REMOTE-OPERATED CONTROL UNIT> is an <INSTRUMENTATION ITEM> and a <CONTROL SYSTEM> that can be operated in remote | [5 empty] | dm:ClassOfInanimatePhysicalObject
CONTROL SYSTEM | INSTRUMENTATION ITEM | [5 empty] | SPEED GOVERNOR SYSTEM | [5 empty] | rdl:RDS13310290 |  | A <SPEED GOVERNOR SYSTEM> is an <INSTRUMENTATION ITEM> and a <CONTROL SYSTEM> intended to control a speed by means of a governor and related equipment | [5 empty] | dm:ClassOfInanimatePhysicalObject
CONTROL SYSTEM | INSTRUMENTATION ITEM | [5 empty] | SUBSEA PRODUCTION CONTROL SYSTEM | [5 empty] | rdl:RDS16761080 |  | A <SUBSEA PRODUCTION CONTROL SYSTEM> is an <INSTRUMENTATION ITEM> and a <CONTROL SYSTEM> that is a well production control system intended to be installed in a subsea environment | [5 empty] | dm:ClassOfInanimatePhysicalObject
CONTROL SYSTEM | INSTRUMENTATION ITEM | [5 empty] | WELL PRODUCTION CONTROL SYSTEM | [5 empty] | rdl:RDS16761001 |  | A <WELL PRODUCTION CONTROL SYSTEM> is an <INSTRUMENTATION ITEM> and a <CONTROL SYSTEM> intended to control equipment during production and/or injection operations in wells | [5 empty] | dm:ClassOfInanimatePhysicalObject
CONTROLLER | INSTRUMENTATION ITEM |  |  |  |  | ELECTRONIC CONTROLLER | [5 empty] | rdl:RDS879839 |  | An <ELECTRONIC CONTROLLER> is an <INSTRUMENTATION ITEM> and a <CONTROLLER> that uses in-built algorithms executed by electronic circuitry to perform its function | [5 empty] | dm:ClassOfInanimatePhysicalObject
ELECTRONIC CONTROLLER | [6 empty] | BUS CONTROLLER | [5 empty] | rdl:RDS6536046 |  | A <BUS CONTROLLER> is an <ELECTRONIC CONTROLLER> that is intended to control the data traffic of a bus | [5 empty] | dm:ClassOfInanimatePhysicalObject
ELECTRONIC CONTROLLER | [6 empty] | COMMUNICATIONS CONTROLLER | [5 empty] | rdl:RDS6535566 |  | A <COMMUNICATIONS CONTROLLER> is an <ELECTRONIC CONTROLLER> that is intended to act as a node in a communication network | [5 empty] | dm:ClassOfInanimatePhysicalObject
ELECTRONIC CONTROLLER | [6 empty] | DISK CONTROLLER | [5 empty] | rdl:RDS6535716 |  | A <DISK CONTROLLER> is an <ELECTRONIC CONTROLLER> that is intended to control a hard disk drive | [5 empty] | dm:ClassOfInanimatePhysicalObject
ELECTRONIC CONTROLLER | [6 empty] | VDU CONTROLLER | [5 empty] | rdl:RDS6536151 |  | A <VDU CONTROLLER> is an <ELECTRONIC CONTROLLER> that is intended to control a visual display unit | [5 empty] | dm:ClassOfInanimatePhysicalObject
CONTROLLER | FLOW MEASURING INSTRUMENT | INSTRUMENTATION ITEM |  |  |  | FLOW CONTROLLER | [5 empty] | rdl:RDS879884 |  | A <FLOW CONTROLLER> is an <INSTRUMENTATION ITEM> and a <FLOW MEASURING INSTRUMENT> and a <CONTROLLER> that, using a <FLOW MEASURING ELEMENT>, is specially and exclusively designed to control a <FLOW RATE> | [5 empty] | dm:ClassOfInanimatePhysicalObject
CONTROLLER | INSTRUMENTATION ITEM |  |  |  |  | HYDRAULIC CONTROLLER | [5 empty] | rdl:RDS880514 |  | A <HYDRAULIC CONTROLLER> is an <INSTRUMENTATION ITEM> and a <CONTROLLER> that is designed or can be programmed to operate and control hydraulic operated systems | [5 empty] | dm:ClassOfInanimatePhysicalObject
CONTROLLER | INSTRUMENTATION ITEM | LEVEL MEASURING INSTRUMENT |  |  |  | LEVEL CONTROLLER | [5 empty] | rdl:RDS880649 |  | A <LEVEL CONTROLLER> is an <INSTRUMENTATION ITEM> and a <LEVEL MEASURING INSTRUMENT> and a <CONTROLLER> that is specifically designed to control a <LIQUID LEVEL> | [5 empty] | dm:ClassOfInanimatePhysicalObject
CONTROLLER | INSTRUMENTATION ITEM | STANDARD SIGNAL SENDER |  |  |  | MANUAL LOADING STATION | [5 empty] | rdl:RDS880829 |  | A <MANUAL LOADING STATION> is an <INSTRUMENTATION ITEM> and a <CONTROLLER> and a <STANDARD SIGNAL SENDER> that is dedicated to manually manipulate a final control device | [5 empty] | dm:ClassOfInanimatePhysicalObject
CONTROLLER | INSTRUMENTATION ITEM |  |  |  |  | MODULATING CONTROLLER | [5 empty] | rdl:RDS270224 |  | An <MODULATING CONTROLLER> is an <INSTRUMENTATION ITEM> and a <CONTROLLER> which has the capability OF <MODULATING CONTROLLING> | [5 empty] | dm:ClassOfInanimatePhysicalObject
CONTROLLER | INSTRUMENTATION ITEM |  |  |  |  | MOTOR CONTROLLER | [5 empty] | rdl:RDS1008359 |  | A <MOTOR CONTROLLER> is an <INSTRUMENTATION ITEM> and a <CONTROLLER> that serves to govern in some predetermined manner the performance of an electric motor | [5 empty] | dm:ClassOfInanimatePhysicalObject
CONTROLLER | INSTRUMENTATION ITEM |  |  |  |  | ON OFF CONTROLLER | [5 empty] | rdl:RDS270269 |  | An <ON OFF CONTROLLER> is an <INSTRUMENTATION ITEM> and a <CONTROLLER> that is a two step controller in which one of the steps is assigned the value zero | [5 empty] | dm:ClassOfInanimatePhysicalObject
CONTROLLER | INSTRUMENTATION ITEM |  |  |  |  | PNEUMATIC CONTROLLER | [5 empty] | rdl:RDS882179 |  | A <PNEUMATIC CONTROLLER> is an <INSTRUMENTATION ITEM> and a <CONTROLLER> that is using pneumatic components to execute its function | [5 empty] | dm:ClassOfInanimatePhysicalObject
CONTROLLER | INSTRUMENTATION ITEM | PRESSURE MEASURING INSTRUMENT |  |  |  | PRESSURE CONTROLLER | [5 empty] | rdl:RDS1008404 |  | A <PRESSURE CONTROLLER> is an <INSTRUMENTATION ITEM> and a <PRESSURE MEASURING INSTRUMENT> and a <CONTROLLER> that, using a <PRESSURE MEASURING ELEMENT>, is specially and exclusively designed to control a <PRESSURE> | [5 empty] | dm:ClassOfInanimatePhysicalObject
CONTROLLER | INSTRUMENTATION ITEM |  |  |  |  | SAFEGUARD CONTROLLER | [5 empty] | rdl:RDS325529 |  | A <SAFEGUARD CONTROLLER> is an <INSTRUMENTATION ITEM> and a <CONTROLLER> which has the capability to drive the output to High or Low upon an unwanted state of a <PLANT> or a component thereof | [5 empty] | dm:ClassOfInanimatePhysicalObject
CONTROLLER | INSTRUMENTATION ITEM |  |  |  |  | SETPOINT CHOKE VALVE CONTROLLER | [5 empty] | rdl:RDS325619 |  | A <SETPOINT CHOKE VALVE CONTROLLER> is an <INSTRUMENTATION ITEM> and a <CONTROLLER> which has the capability to control the Choke valve position automatically to a given setpoint | [5 empty] | dm:ClassOfInanimatePhysicalObject
CONTROLLER | INSTRUMENTATION ITEM | ROTATIONAL SPEED MEASURING INSTRUMENT |  |  |  | SPEED CONTROLLER | [5 empty] | rdl:RDS316979 |  | A <SPEED CONTROLLER> is an <INSTRUMENTATION ITEM> and a <CONTROLLER> that, using a <SPEED MEASURING ELEMENT>, is specially and exclusively designed to control a <SPEED> | [5 empty] | dm:ClassOfInanimatePhysicalObject
CONTROLLER | INSTRUMENTATION ITEM |  |  |  |  | SPEED GOVERNOR | [5 empty] | rdl:RDS5760378 |  | A <SPEED GOVERNOR> is an <INSTRUMENTATION ITEM> and a <CONTROLLER> that consists of those elements that respond directly to speed and that actuate the position of other parts of the speed governor system | [5 empty] | dm:ClassOfInanimatePhysicalObject
SPEED GOVERNOR | [6 empty] | CONSTANT SPEED GOVERNOR | [5 empty] | rdl:RDS13284662 |  | A <CONSTANT SPEED GOVERNOR> is a <SPEED GOVERNOR> which monitors and adjusts the rotational speed of a machine to a fixed predetermined value | [5 empty] | dm:ClassOfInanimatePhysicalObject
SPEED GOVERNOR | [6 empty] | ELECTRONIC GOVERNOR | [5 empty] | rdl:RDS403477161 |  | An <ELECTRONIC GOVERNOR> is a <SPEED GOVERNOR> utilizing an electronic control system | [5 empty] | dm:ClassOfInanimatePhysicalObject
SPEED GOVERNOR | [6 empty] | HYDRAULIC GOVERNOR | [5 empty] | rdl:RDS815039 |  | A <HYDRAULIC GOVERNOR> is a <SPEED GOVERNOR> that is provided with a special centrifugal pump as speed-sensing element | [5 empty] | dm:ClassOfInanimatePhysicalObject
SPEED GOVERNOR | [6 empty] | ISOCHRONOUS GOVERNOR | [5 empty] | rdl:RDS408009261 |  | An <ISOCHRONOUS GOVERNOR> is a <SPEED GOVERNOR> that holds the speed constant at all loads | [5 empty] | dm:ClassOfInanimatePhysicalObject
SPEED GOVERNOR | [6 empty] | MECHANICAL SPEED GOVERNOR | [5 empty] | rdl:RDS815669 |  | A <MECHANICAL SPEED GOVERNOR> is a <SPEED GOVERNOR> that contains flyweights intended to move the spring loaded speeder rod and activate the speed changer/control mechanism | [5 empty] | dm:ClassOfInanimatePhysicalObject
SPEED GOVERNOR | [6 empty] | RELAYED SPEED GOVERNOR | [5 empty] | rdl:RDS6539864 |  | A <RELAYED SPEED GOVERNOR> is a <SPEED GOVERNOR> that needs an amplification such as pilot valve, servomotor or differently in order to move the control valve(s) | [5 empty] | dm:ClassOfInanimatePhysicalObject
SPEED GOVERNOR | [6 empty] | TURBINE SPEED GOVERNOR | [5 empty] | rdl:RDS816794 |  | A <TURBINE SPEED GOVERNOR> is a <SPEED GOVERNOR> intended to adjust the intake valves of the turbine in order to maintain the speed of rotation at a required value | [5 empty] | dm:ClassOfInanimatePhysicalObject
SPEED GOVERNOR | [6 empty] | VARIABLE SPEED GOVERNOR | [5 empty] | rdl:RDS13284724 |  | A <VARIABLE SPEED GOVERNOR> is a <SPEED GOVERNOR> which monitors and adjusts the rotational speed of a machine to an optional value | [5 empty] | dm:ClassOfInanimatePhysicalObject
CONTROLLER | INSTRUMENTATION ITEM | STANDARD SIGNAL RECEIVER | STANDARD SIGNAL SENDER |  |  | STANDARD SIGNAL CONTROLLER | [5 empty] | rdl:RDS2223257 |  | A <STANDARD SIGNAL CONTROLLER> is an <INSTRUMENTATION ITEM> and a <CONTROLLER> and a <STANDARD SIGNAL RECEIVER> and a <STANDARD SIGNAL SENDER> | [5 empty] | dm:ClassOfInanimatePhysicalObject
CONTROLLER | INSTRUMENTATION ITEM |  |  |  |  | START CONTROLLER | [5 empty] | rdl:RDS6810820 |  | A <START CONTROLLER> is an <INSTRUMENTATION ITEM> and a <CONTROLLER> intended to control the starting of an engine or motor | [5 empty] | dm:ClassOfInanimatePhysicalObject
CONTROLLER | INSTRUMENTATION ITEM |  |  |  |  | STEP CONTROLLER | [5 empty] | rdl:RDS324314 |  | A <STEP CONTROLLER> is an <INSTRUMENTATION ITEM> and a <CONTROLLER> which has the capability to control a <CHOKE VALVE> | [5 empty] | dm:ClassOfInanimatePhysicalObject
CONTROLLER | INSTRUMENTATION ITEM | TEMPERATURE MEASURING INSTRUMENT |  |  |  | TEMPERATURE CONTROLLER | [5 empty] | rdl:RDS1008449 |  | A <TEMPERATURE CONTROLLER> is an <INSTRUMENTATION ITEM> and a <TEMPERATURE MEASURING INSTRUMENT> and a <CONTROLLER> that, using a <TEMPERATURE MEASURING ELEMENT>, is specially and exclusively designed to control a <TEMPERATURE> | [5 empty] | dm:ClassOfInanimatePhysicalObject
INSTRUMENTATION FUNCTION |  |  |  |  | DETECTOR | [5 empty] | rdl:RDS17604520 |  | A <DETECTOR> is an <INSTRUMENTATION FUNCTION> that has a capability of <DETECTING> | [5 empty] | dm:ClassOfFunctionalObject
DETECTOR | INSTRUMENTATION ITEM |  |  |  |  | ASPIRATED DETECTOR | [5 empty] | rdl:RDS1317199411 |  | An <ASPIRATED DETECTOR> is an <INSTRUMENTATION ITEM> and a <DETECTOR> that incorporates a device to draw or force exterior ambient atmosphere into the detector | [5 empty] | dm:ClassOfInanimatePhysicalObject
DETECTOR | DUST MEASURING INSTRUMENT |  |  |  |  | DUST DETECTOR | [5 empty] | rdl:RDS2228855 |  | A <DUST DETECTOR> is a <DETECTOR> and a <DUST MEASURING INSTRUMENT> using an <DUST MEASURING ELEMENT> | [5 empty] | dm:ClassOfFunctionalObject
DETECTOR | ELECTRIC VARIABLE MEASURING INSTRUMENT | ELECTRICAL APPARATUS |  |  |  | ELECTRIC VARIABLE DETECTOR | [5 empty] | rdl:RDS2223219 |  | An <ELECTRIC VARIABLE DETECTOR> is a <DETECTOR> and a <ELECTRIC VARIABLE MEASURING INSTRUMENT> using an <ELECTRIC VARIABLE MEASURING ELEMENT> | [5 empty] | dm:ClassOfFunctionalObject
EARTH LEAKAGE MEASURING INSTRUMENT | ELECTRIC VARIABLE DETECTOR | [5 empty] | EARTH LEAKAGE DETECTOR | [5 empty] | rdl:RDS916829 |  | An <EARTH LEAKAGE DETECTOR> is an <ELECTRIC VARIABLE DETECTOR> and an <EARTH LEAKAGE MEASURING INSTRUMENT> using an <EARTH LEAKAGE MEASURING ELEMENT> for detecting a leakage <CURRENT> to earth | [5 empty] | dm:ClassOfFunctionalObject
ELECTRIC VARIABLE DETECTOR | INSULATION FAULT MEASURING INSTRUMENT | [5 empty] | INSULATION FAULT DETECTOR | [5 empty] | rdl:RDS916784 |  | An <INSULATION FAULT DETECTOR> is an <ELECTRIC VARIABLE DETECTOR> and an <INSULATION FAULT MEASURING INSTRUMENT> using an <INSULATION FAULT MEASURING ELEMENT> for detecting faults in electrical insulation | [5 empty] | dm:ClassOfFunctionalObject
ELECTRIC VARIABLE DETECTOR | VOLTAGE MEASURING INSTRUMENT | [5 empty] | VOLTAGE DETECTOR | [5 empty] | rdl:RDS1336298951 |  | A <VOLTAGE DETECTOR> is an <ELECTRIC VARIABLE DETECTOR> and a <VOLTAGE MEASURING INSTRUMENT> using a <VOLTAGE MEASURING ELEMENT> that is designed to detect the presence of an <ELECTRIC POTENTIAL> | [5 empty] | dm:ClassOfFunctionalObject
INSTRUMENTATION ITEM | VOLTAGE DETECTOR | [6 empty] | LINE VOLTAGE DETECTOR | [5 empty] | rdl:RDS916874 |  | A <LINE VOLTAGE DETECTOR> is an <INSTRUMENTATION ITEM> and a <VOLTAGE DETECTOR> for <LINE VOLTAGE>, i.e. phase-to-phase voltage difference | [5 empty] | dm:ClassOfInanimatePhysicalObject
DETECTOR | EROSION DETECTING INSTRUMENT |  |  |  |  | EROSION DETECTOR | [5 empty] | rdl:RDS2223220 |  | An <EROSION DETECTOR> is a <DETECTOR> and an <EROSION DETECTING INSTRUMENT> using an <EROSION PROBE> | [5 empty] | dm:ClassOfFunctionalObject
DETECTOR | FLAME DETECTING INSTRUMENT |  |  |  |  | FLAME DETECTOR | [5 empty] | rdl:RDS477044 |  | A <FLAME DETECTOR> is a <DETECTOR> and a <FLAME DETECTING INSTRUMENT> using a <FLAME DETECTING MEASURING ELEMENT> that is designed to detect the presence of a flame | [5 empty] | dm:ClassOfFunctionalObject
FLAME DETECTOR | INSTRUMENTATION ITEM | [5 empty] | BURNER FLAME DETECTOR | [5 empty] | rdl:RDS1336292351 |  | A <BURNER FLAME DETECTOR> is an <INSTRUMENTATION ITEM> and a <FLAME DETECTOR> that is designed to detect the presence of a burner flame | [5 empty] | dm:ClassOfInanimatePhysicalObject
FLAME DETECTOR | INSTRUMENTATION ITEM | [5 empty] | INFRARED FLAME DETECTOR | [5 empty] | rdl:RDS613214 |  | An <INFRARED FLAME DETECTOR> is an <INSTRUMENTATION ITEM> and a <FLAME DETECTOR> that is based on detection of infrared radiation | [5 empty] | dm:ClassOfInanimatePhysicalObject
FLAME DETECTOR | INSTRUMENTATION ITEM | [5 empty] | IONISATION FLAME DETECTOR | [5 empty] | rdl:RDS1008674 |  | An <IONISATION FLAME DETECTOR> is an <INSTRUMENTATION ITEM> and a <FLAME DETECTOR> designed to detect a flame by measuring a degree of ionisation | [5 empty] | dm:ClassOfInanimatePhysicalObject
FLAME DETECTOR | INSTRUMENTATION ITEM | [5 empty] | TWIN BEAM FLAME DETECTOR | [5 empty] | rdl:RDS7152045 |  | A <TWIN BEAM FLAME DETECTOR> is an <INSTRUMENTATION ITEM> and a <FLAME DETECTOR> which is utilizing twin beams | [5 empty] | dm:ClassOfInanimatePhysicalObject
FLAME DETECTOR | INSTRUMENTATION ITEM | [5 empty] | ULTRAVIOLET FLAME DETECTOR | [5 empty] | rdl:RDS613169 |  | An <ULTRAVIOLET FLAME DETECTOR> is an <INSTRUMENTATION ITEM> and a <FLAME DETECTOR> that is designed to detect flame based on absorption of ultraviolet radiation | [5 empty] | dm:ClassOfInanimatePhysicalObject
DETECTOR | FLOW MEASURING INSTRUMENT |  |  |  |  | FLOW DETECTOR | [5 empty] | rdl:RDS1008719 |  | A <FLOW DETECTOR> is a <DETECTOR> and a <FLOW MEASURING INSTRUMENT> using a <FLOW MEASURING ELEMENT> that is designed to detect whether a fluid flow exists | [5 empty] | dm:ClassOfFunctionalObject
DETECTOR | FLUID LEAK DETECTING INSTRUMENT |  |  |  |  | FLUID LEAK DETECTOR | [5 empty] | rdl:RDS880604 |  | A <FLUID LEAK DETECTOR> is a <DETECTOR> and a <FLUID LEAK DETECTING INSTRUMENT> using a <FLUID LEAK DETECTION MEASURING ELEMENT> designed to detect fluid leaks | [5 empty] | dm:ClassOfFunctionalObject
FLUID LEAK DETECTOR | INSTRUMENTATION ITEM | [5 empty] | HYDROCARBON LEAK DETECTOR | [5 empty] | rdl:RDS16553373 |  | A <HYDROCARBON LEAK DETECTOR> is an <INSTRUMENTATION ITEM> and a <FLUID LEAK DETECTOR> designed to detect hydrocarbons | [5 empty] | dm:ClassOfInanimatePhysicalObject
DETECTOR | GAS DETECTING INSTRUMENT |  |  |  |  | GAS DETECTOR | [5 empty] | rdl:RDS2223230 |  | A <GAS DETECTOR> is a <DETECTOR> and a <GAS DETECTING INSTRUMENT> using a <GAS DETECTING MEASURING ELEMENT> that is intended to sense the presence of a specified concentration of a gas | [5 empty] | dm:ClassOfFunctionalObject
GAS DETECTOR | INSTRUMENTATION ITEM | [5 empty] | H2S DETECTOR | [5 empty] | rdl:RDS1008764 |  | An <H2S DETECTOR> is an <INSTRUMENTATION ITEM> and a <GAS DETECTOR> that is designed for detecting Hydrogen Sulfide | [5 empty] | dm:ClassOfFunctionalObject
GAS DETECTOR | INSTRUMENTATION ITEM | [5 empty] | HC GAS INFRARED POINT DETECTOR | [5 empty] | rdl:RDS7057881 |  | An <HC GAS INFRARED POINT DETECTOR> is an <INSTRUMENTATION ITEM> and a <GAS DETECTOR> that is designed for detecting Hydrocarbon Gas | [5 empty] | dm:ClassOfFunctionalObject
GAS DETECTOR | INSTRUMENTATION ITEM | [5 empty] | HF IN AIR DETECTOR | [5 empty] | rdl:RDS6599262 |  | An <HF IN AIR DETECTOR> is an <INSTRUMENTATION ITEM> and a <GAS DETECTOR> that is intended to detect the presence of hydrogen fluoride (fluoric acid) in air | [5 empty] | dm:ClassOfFunctionalObject
GAS DETECTOR | INSTRUMENTATION ITEM | [5 empty] | SURFACE MOUNTED GAS DETECTOR | [5 empty] | rdl:RDS6720917 |  | A <SURFACE MOUNTED GAS DETECTOR> is an <INSTRUMENTATION ITEM> and a <GAS DETECTOR> that is designed to be mounted onto a surface such that it protrudes into the volume of which it is intended to detect gas | [5 empty] | dm:ClassOfInanimatePhysicalObject
DETECTOR | HEAT DETECTING INSTRUMENT |  |  |  |  | HEAT DETECTOR | [5 empty] | rdl:RDS477089 |  | A <HEAT DETECTOR> is a <DETECTOR> and a <HEAT DETECTING INSTRUMENT> using a <HEAT DETECTING MEASURING ELEMENT> that is a fire alarm device designed to respond when the convected thermal energy of a fire increases the temperature of a heat sensitive element. The thermal mass and conductivity of the element regulate the rate flow of heat into the element. All heat detectors have this thermal lag. (source: Wikipedia) | [5 empty] | dm:ClassOfFunctionalObject
HEAT DETECTOR | SMOKE DETECTOR | [5 empty] | HEAT AND SMOKE DETECTOR | [5 empty] | rdl:RDS2224488 |  | A <HEAT AND SMOKE DETECTOR> is a <HEAT DETECTOR> and a <SMOKE DETECTOR> | [5 empty] | dm:ClassOfFunctionalObject
HEAT DETECTOR | INSTRUMENTATION ITEM | [5 empty] | HEAT DETECTOR FOR SURFACE MOUNTING | [5 empty] | rdl:RDS6718927 |  | A <HEAT DETECTOR FOR SURFACE MOUNTING> is an <INSTRUMENTATION ITEM> and a <HEAT DETECTOR> that is intended to be mounted onto a surface in such a way that it protrudes into the volume of which it is intended to detect heat | [5 empty] | dm:ClassOfInanimatePhysicalObject
HEAT DETECTOR | INSTRUMENTATION ITEM | [5 empty] | TRIMPLATE PNEUMATIC HEAT DETECTION | [5 empty] | rdl:RDS313154 |  | A <TRIMPLATE PNEUMATIC HEAT DETECTION> is an <INSTRUMENTATION ITEM> and a <HEAT DETECTOR> for detection of heat | [5 empty] | dm:ClassOfInanimatePhysicalObject
DETECTOR | HUMIDITY MEASURING INSTRUMENT |  |  |  |  | HUMIDITY DETECTOR | [5 empty] | rdl:RDS880469 |  | A <HUMIDITY DETECTOR> is a<DETECTOR> and a <HUMIDITY MEASURING INSTRUMENT> using a <HUMIDITY MEASURING ELEMENT> that is intended to detect ambient humidity | [5 empty] | dm:ClassOfFunctionalObject
DETECTOR | [5 empty] | HYDROCARBONS IN WATER DETECTOR | [5 empty] | rdl:RDS1008809 |  | An <HYDROCARBONS IN WATER DETECTOR> is a <DETECTOR> using an <ANALYSIS MEASURING ELEMENT> for detection of hydrocarbons in water | [5 empty] | dm:ClassOfFunctionalObject
DETECTOR | LEVEL MEASURING INSTRUMENT |  |  |  |  | LEVEL DETECTOR | [5 empty] | rdl:RDS7920754 |  | A <LEVEL DETECTOR> is a<DETECTOR> and a <LEVEL MEASURING INSTRUMENT> using a <LEVEL MEASURING ELEMENT> that is intended to detect that a level exceeds a preset value | [5 empty] | dm:ClassOfFunctionalObject
DETECTOR | [5 empty] | LIQUID DETECTOR | [5 empty] | rdl:RDS2228392 |  | A <LIQUID DETECTOR> is a <DETECTOR> that is intended to detect that presence of a <LIQUID COMPOUND> | [5 empty] | dm:ClassOfFunctionalObject
LIQUID DETECTOR | [6 empty] | CHROMATOGRAPHY DETECTOR | [5 empty] | rdl:RDS2228866 |  | A <CHROMATOGRAPHY DETECTOR> is a <LIQUID DETECTOR> to detect components of the mixture being eluted off the chromatography column | [5 empty] | dm:ClassOfFunctionalObject
DETECTOR | MIST DETECTING INSTRUMENT |  |  |  |  | MIST DETECTOR | [5 empty] | rdl:RDS2223221 |  | A <MIST DETECTOR> is a <DETECTOR> and a <MIST DETECTING INSTRUMENT> using a <MIST DETECTION MEASURING ELEMENT> for the detection of a mist | [5 empty] | dm:ClassOfFunctionalObject
MIST DETECTOR | [6 empty] | OIL MIST DETECTOR | [5 empty] | rdl:RDS1008989 |  | An <OIL MIST DETECTOR> is a <MIST DETECTOR> for detection of an oil mist | [5 empty] | dm:ClassOfFunctionalObject
DETECTOR | MOISTURE MEASURING INSTRUMENT |  |  |  |  | MOISTURE DETECTOR | [5 empty] | rdl:RDS1008944 |  | A <MOISTURE DETECTOR> is a <DETECTOR> and a <MOISTURE MEASURING INSTRUMENT> using a <MOISTURE SENSING ELEMENT> for the detection of moisture | [5 empty] | dm:ClassOfFunctionalObject
DETECTOR | PROXIMITY MEASURING ELEMENT |  |  |  |  | PIG DETECTOR | [5 empty] | rdl:RDS416249 |  | A <PIG DETECTOR> is a <DETECTOR> and a <PROXIMITY MEASURING ELEMENT> that is showing when/if the <PIG> is inside a <PIG RECEIVER> | [5 empty] | dm:ClassOfFunctionalObject
DETECTOR | POSITION MEASURING INSTRUMENT |  |  |  |  | POSITION DETECTOR | [5 empty] | rdl:RDS1009034 |  | A <POSITION DETECTOR> is a <DETECTOR> and a <POSITION MEASURING INSTRUMENT> using a <POSITION MEASURING ELEMENT> for the detection of a particular physical <POSITION> | [5 empty] | dm:ClassOfFunctionalObject
INSTRUMENTATION ITEM | POSITION DETECTOR | [5 empty] | AXIAL POSITION DETECTOR | [5 empty] | rdl:RDS14216032 |  | An <AXIAL POSITION DETECTOR> is an <INSTRUMENTATION ITEM> and a <POSITION DETECTOR> intended to detect a displacement in the axial direction | [5 empty] | dm:ClassOfInanimatePhysicalObject
AXIAL POSITION DETECTOR | [7 empty] | CENTRIFUGAL COMPRESSOR AXIAL POSITION DETECTOR | [5 empty] | rdl:RDS14216077 |  | A <CENTRIFUGAL COMPRESSOR AXIAL POSITION DETECTOR> is an <AXIAL POSITION DETECTOR> that is intended used on a centrifugal compressor | [5 empty] | dm:ClassOfInanimatePhysicalObject
INSTRUMENTATION ITEM | POSITION DETECTOR | [5 empty] | CHOKE VALVE POSITION DETECTOR | [5 empty] | rdl:RDS16758040 |  | A <CHOKE VALVE POSITION DETECTOR> is an <INSTRUMENTATION ITEM> and a <POSITION DETECTOR> designed to measure a position of a <CHOKE VALVE> | [5 empty] | dm:ClassOfInanimatePhysicalObject
ARTEFACT | DETECTOR |  |  |  |  | ROD DROP SENSOR | [5 empty] | rdl:RDS414872421 |  | A <ROD DROP SENSOR> is an <ARTEFACT> and a <DETECTOR> giving an indication of the vertical piston movement inside the cylinder, calculated from the measurement of piston rod movement at the pressure packing case. It is located in the distance piece to detect wear of the piston wear bands | [5 empty] | dm:ClassOfInanimatePhysicalObject
DETECTOR | SAND DETECTING INSTRUMENT |  |  |  |  | SAND DETECTOR | [5 empty] | rdl:RDS850724 |  | A <SAND DETECTOR> is a <DETECTOR> and a <SAND DETECTING INSTRUMENT> using a <SAND DETECTION MEASURING ELEMENT> that is intended to detect sand in a liquid | [5 empty] | dm:ClassOfFunctionalObject
INSTRUMENTATION ITEM | SAND DETECTOR | [5 empty] | ACOUSTIC SAND DETECTOR | [5 empty] | rdl:RDS16757717 |  | An <ACOUSTIC SAND DETECTOR> is an <INSTRUMENTATION ITEM> and a <SAND DETECTOR> using acoustic signalling | [5 empty] | dm:ClassOfInanimatePhysicalObject
DETECTOR | SMOKE DETECTING INSTRUMENT |  |  |  |  | SMOKE DETECTOR | [5 empty] | rdl:RDS476999 |  | An <SMOKE DETECTOR> is a <DETECTOR> and a <SMOKE DETECTING INSTRUMENT> using a <SMOKE DETECTING MEASURING ELEMENT> typically as an indication of fire | [5 empty] | dm:ClassOfFunctionalObject
INSTRUMENTATION ITEM | SMOKE DETECTOR | [5 empty] | IONIZATION SMOKE DETECTOR | [5 empty] | rdl:RDS7064769 |  | An <IONIZATION SMOKE DETECTOR> is an <INSTRUMENTATION ITEM> and a <SMOKE DETECTOR> that is using an ionization chamber and a source of ionizing radiation (Americium-241) to detect smoke | [5 empty] | dm:ClassOfInanimatePhysicalObject
INSTRUMENTATION ITEM | SMOKE DETECTOR | [5 empty] | OPTICAL SMOKE DETECTOR | [5 empty] | rdl:RDS7064814 |  | An <OPTICAL SMOKE DETECTOR> is an <INSTRUMENTATION ITEM> and a <SMOKE DETECTOR> that is using a light source and a sensor to detect smoke | [5 empty] | dm:ClassOfInanimatePhysicalObject
DETECTOR | TEMPERATURE MEASURING INSTRUMENT |  |  |  |  | TEMPERATURE DETECTOR | [5 empty] | rdl:RDS2220080 |  | A <TEMPERATURE DETECTOR> is a <DETECTOR> and a <TEMPERATURE MEASURING INSTRUMENT> using a <TEMPERATURE MEASURING ELEMENT> | [5 empty] | dm:ClassOfFunctionalObject
INSTRUMENTATION ITEM | TEMPERATURE DETECTOR | [5 empty] | BEARING TEMPERATURE DETECTOR | [5 empty] | rdl:RDS327779 |  | A <BEARING TEMPERATURE DETECTOR> is an <INSTRUMENTATION ITEM> and a <TEMPERATURE DETECTOR> that is designed to detect the temperature in a bearing | [5 empty] | dm:ClassOfInanimatePhysicalObject
INSTRUMENTATION ITEM | TEMPERATURE DETECTOR | [5 empty] | WINDING TEMPERATURE DETECTOR | [5 empty] | rdl:RDS17820411 |  | A <WINDING TEMPERATURE DETECTOR> is an <INSTRUMENTATION ITEM> and a <TEMPERATURE DETECTOR that is designed to measure the temperature in a stator winding | [5 empty] | dm:ClassOfInanimatePhysicalObject
DETECTOR | VIBRATION MEASURING INSTRUMENT |  |  |  |  | VIBRATION DETECTOR | [5 empty] | rdl:RDS850769 |  | A <VIBRATION DETECTOR> is a <DETECTOR> and a <VIBRATION MEASURING INSTRUMENT> using a <VIBRATION MEASURING ELEMENT> that is intended to detect the level of <VIBRATION> | [5 empty] | dm:ClassOfFunctionalObject
INSTRUMENTATION ITEM | VIBRATION DETECTOR | [5 empty] | CENTRIFUGAL COMPRESSOR VIBRATION DETECTOR | [5 empty] | rdl:RDS14216122 |  | A <CENTRIFUGAL COMPRESSOR VIBRATION DETECTOR> is an <INSTRUMENTATION ITEM> and a <VIBRATION DETECTOR> for a centrifugal compressor | [5 empty] | dm:ClassOfInanimatePhysicalObject
CENTRIFUGAL COMPRESSOR VIBRATION DETECTOR | [7 empty] | CENTRIFUGAL COMPRESSOR VIBRATION OSCILLATOR-DETECTOR | [5 empty] | rdl:RDS14216167 |  | A <CENTRIFUGAL COMPRESSOR VIBRATION OSCILLATOR-DETECTOR> is a <CENTRIFUGAL COMPRESSOR VIBRATION DETECTOR> of oscillating type for a centrifugal compressor | [5 empty] | dm:ClassOfInanimatePhysicalObject
INSTRUMENTATION ITEM | OSCILLATOR | VIBRATION DETECTOR |  |  |  |  | VIBRATION OSCILLATOR-DETECTOR | [5 empty] | rdl:RDS14206609 |  | A <VIBRATION OSCILLATOR-DETECTOR> is an <INSTRUMENTATION ITEM> and a <VIBRATION DETECTOR> and an <OSCILLATOR> that detects motion that can be translated into a signal which can be displayed | [5 empty] | dm:ClassOfInanimatePhysicalObject
DETECTOR | WATER HARDNESS MEASURING INSTRUMENT |  |  |  |  | WATER HARDNESS DETECTOR | [5 empty] | rdl:RDS6501054 |  | A <WATER HARDNESS DETECTOR> is a <DETECTOR> and a <WATER HARDNESS MEASURING INSTRUMENT> using a <WATER HARDNESS MEASURING ELEMENT> that is intended to detect a preset hardness of <WATER> | [5 empty] | dm:ClassOfFunctionalObject
INSTRUMENTATION FUNCTION |  |  |  |  | FINAL CONTROL FUNCTION | [5 empty] | rdl:RDS2220650 |  | A <FINAL CONTROL FUNCTION> is an <INSTRUMENTATION FUNCTION> that physically changes a process in response to a change in the output from a <CONTROLLER> | [5 empty] | dm:ClassOfFunctionalObject
FINAL CONTROL FUNCTION | [5 empty] | ACTUATING ELECTRICAL FUNCTION | [5 empty] | rdl:RDS2226651 |  | An <ACTUATING ELECTRICAL FUNCTION> is a <FINAL CONTROL FUNCTION> that is defined in IEC 62424 as N Actuation setting electrical (all type of electrical consumer, e.g. motor, heater) | [5 empty] | dm:ClassOfFunctionalObject
ACTUATING ELECTRICAL FUNCTION | SYSTEM | [5 empty] | ACTUATING ELECTRICAL SYSTEM | [5 empty] | rdl:RDS2226652 |  | An <ACTUATING ELECTRICAL SYSTEM> is a <SYSTEM> and an <ACTUATING ELECTRICAL FUNCTION> | [5 empty] | dm:ClassOfFunctionalObject
FINAL CONTROL FUNCTION | VALVE |  |  |  |  | CONTROL VALVE | [5 empty] | rdl:RDS297539 |  | A <CONTROL VALVE> is a <VALVE> and an <FINAL CONTROL FUNCTION>, operated by an <ACTUATOR> that can be used to modify the fluid flow rate in response to a signal from a <CONTROLLER> | [5 empty] | dm:ClassOfFunctionalObject
ANGLE VALVE | CONTROL VALVE | INSTRUMENTATION ITEM |  |  |  |  | ANGLE CONTROL VALVE | [5 empty] | rdl:RDS5791021 |  | An <ANGLE CONTROL VALVE> is an <INSTRUMENTATION ITEM> and a <CONTROL VALVE> and an <ANGLE VALVE> | [5 empty] | dm:ClassOfInanimatePhysicalObject
CONTROL VALVE | INSTRUMENTATION ITEM | [5 empty] | ANTI CAVITATION CONTROL VALVE | [5 empty] | rdl:RDS11273555 |  | An <ANTI CAVITATION CONTROL VALVE> is an <INSTRUMENTATION ITEM> and a <CONTROL VALVE> that can be used to prevent cavitation | [5 empty] | dm:ClassOfInanimatePhysicalObject
BALL VALVE | CONTROL VALVE | INSTRUMENTATION ITEM |  |  |  |  | BALL CONTROL VALVE | [5 empty] | rdl:RDS5791066 |  | A <BALL CONTROL VALVE> is an <INSTRUMENTATION ITEM> and a <CONTROL VALVE> and a <BALL VALVE> | [5 empty] | dm:ClassOfInanimatePhysicalObject
BALL CONTROL VALVE | [7 empty] | SEGMENTED BALL CONTROL VALVE | [5 empty] | rdl:RDS2221840 |  | A <SEGMENTED BALL CONTROL VALVE> is a <BALL CONTROL VALVE> with rotary motion with a closure member that is a segment of a sphere | [5 empty] | dm:ClassOfInanimatePhysicalObject
BIDIRECTIONAL VALVE | CONTROL VALVE | INSTRUMENTATION ITEM |  |  |  |  | BI-DIRECTIONAL CONTROL VALVE | [5 empty] | rdl:RDS16744700 |  | A <BI-DIRECTIONAL CONTROL VALVE> is an <INSTRUMENTATION ITEM> and a <CONTROL VALVE> and a <BI-DIRECTIONAL VALVE> | [5 empty] | dm:ClassOfInanimatePhysicalObject
BI-DIRECTIONAL CONTROL VALVE | THREE WAY CONTROL VALVE | [6 empty] | CHANGE-OVER CONTROL VALVE | [5 empty] | rdl:RDS16744813 |  | A <CHANGE-OVER CONTROL VALVE> is a <BI-DIRECTIONAL CONTROL VALVE> and a <THREE WAY CONTROL VALVE> with two inlet ports and one outlet port, enabling changing between dual supplies | [5 empty] | dm:ClassOfInanimatePhysicalObject
BUTTERFLY VALVE | CONTROL VALVE | INSTRUMENTATION ITEM |  |  |  |  | BUTTERFLY CONTROL VALVE | [5 empty] | rdl:RDS5791128 |  | A <BUTTERFLY CONTROL VALVE> is an <INSTRUMENTATION ITEM> and a <CONTROL VALVE> and a <BUTTERFLY VALVE> | [5 empty] | dm:ClassOfInanimatePhysicalObject
CONTROL VALVE | INSTRUMENTATION ITEM | [5 empty] | CAGE TRIM CONTROL VALVE | [5 empty] | rdl:RDS11142445 |  | A <CAGE TRIM CONTROL VALVE> is an <INSTRUMENTATION ITEM> and a <CONTROL VALVE> that has a cage trim, which is a cylinder with openings in the wall, and which surrounds and guides the plug closure member of a plug type globe valve | [5 empty] | dm:ClassOfInanimatePhysicalObject
CONTROL VALVE | INSTRUMENTATION ITEM | [5 empty] | CHEMICAL INJECTION DOSING CONTROL VALVE | [5 empty] | rdl:RDS16757390 |  | A <CHEMICAL INJECTION DOSING CONTROL VALVE> is an <INSTRUMENTATION ITEM> and a <CONTROL VALVE> which is used to control the rate and amount of the chemicals injection into the well or flowline | [5 empty] | dm:ClassOfInanimatePhysicalObject
CHOKE VALVE | CONTROL VALVE | INSTRUMENTATION ITEM |  |  |  |  | CHOKE CONTROL VALVE | [5 empty] | rdl:RDS2225669 |  | A <CHOKE CONTROL VALVE> is an <INSTRUMENTATION ITEM> and a <CONTROL VALVE> and a <CHOKE VALVE> | [5 empty] | dm:ClassOfInanimatePhysicalObject
CONTROL VALVE | INSTRUMENTATION ITEM | [5 empty] | CIRCULATION CONTROL VALVE | [5 empty] | rdl:RDS17609942 |  | A <CIRCULATION CONTROL VALVE> is an <INSTRUMENTATION ITEM> and a <CONTROL VALVE> normally placed across a circulation point to allow isolation | [5 empty] | dm:ClassOfInanimatePhysicalObject
CONTROL VALVE | CRYOGENIC VALVE | INSTRUMENTATION ITEM |  |  |  |  | CRYOGENIC CONTROL VALVE | [5 empty] | rdl:RDS11142580 |  | A <CRYOGENIC CONTROL VALVE> is an <INSTRUMENTATION ITEM> and a <CONTROL VALVE> and a <CRYOGENIC VALVE> | [5 empty] | dm:ClassOfInanimatePhysicalObject
CONTROL VALVE | INSTRUMENTATION ITEM | [5 empty] | DELUGE CONTROL VALVE | [5 empty] | rdl:RDS6329587 |  | A <DELUGE CONTROL VALVE> is an <INSTRUMENTATION ITEM> and a <CONTROL VALVE> that is intended to operate at high temperature, and admit water into a deluge system. It is fail safe, kept closed by pressurised gas, and is typically made of bronze | [5 empty] | dm:ClassOfInanimatePhysicalObject
DELUGE CONTROL VALVE | [7 empty] | DELUGE VALVE WITH AFFF | [5 empty] | rdl:RDS297854 |  | A <DELUGE VALVE WITH AFFF> is a <DELUGE VALVE> that is installed in a deluge sprinkler system, which spreads <AFFF> (Aqueous Film Forming Foam) out in an area of an installation in case of fire | [5 empty] | dm:ClassOfInanimatePhysicalObject
CONTROL VALVE | DIAPHRAGM VALVE | INSTRUMENTATION ITEM |  |  |  |  | DIAPHRAGM CONTROL VALVE | [5 empty] | rdl:RDS2228854 |  | A <DIAPHRAGM CONTROL VALVE> is an <INSTRUMENTATION ITEM> and a <CONTROL VALVE> and a <DIAPHRAGM VALVE> | [5 empty] | dm:ClassOfInanimatePhysicalObject
CONTROL VALVE | INSTRUMENTATION ITEM | [5 empty] | DIRECTIONAL CONTROL VALVE | [5 empty] | rdl:RDS16744139 |  | A <DIRECTIONAL CONTROL VALVE> is an <INSTRUMENTATION ITEM> and a <CONTROL VALVE> that operates in one direction, having a reset function | [5 empty] | dm:ClassOfInanimatePhysicalObject
CONTROL VALVE | INSTRUMENTATION ITEM | [5 empty] | ECCENTRIC ROTATING DISC CONTROL VALVE | [5 empty] | rdl:RDS11142670 |  | An <ECCENTRIC ROTATING DISC CONTROL VALVE> is an <INSTRUMENTATION ITEM> and a <CONTROL VALVE> that uses a rotating disc as closing element, and with a design that causes the disc to take a slightly eccentric path during actuation | [5 empty] | dm:ClassOfInanimatePhysicalObject
CONTROL VALVE | GATE VALVE | INSTRUMENTATION ITEM |  |  |  |  | GATE CONTROL VALVE | [5 empty] | rdl:RDS17079788 |  | A <GATE CONTROL VALVE> is an <INSTRUMENTATION ITEM> and a <CONTROL VALVE> and a <GATE VALVE> | [5 empty] | dm:ClassOfInanimatePhysicalObject
CONTROL VALVE | GLOBE VALVE | INSTRUMENTATION ITEM |  |  |  |  | GLOBE CONTROL VALVE | [5 empty] | rdl:RDS5767330 |  | A <GLOBE CONTROL VALVE> is an <INSTRUMENTATION ITEM> and a <CONTROL VALVE> and a <GLOBE VALVE> | [5 empty] | dm:ClassOfInanimatePhysicalObject
CONTROL VALVE | INSTRUMENTATION ITEM | [5 empty] | HIGH DIFFERENTIAL PRESSURE CONTROL VALVE | [5 empty] | rdl:RDS11142085 |  | A <HIGH DIFFERENTIAL PRESSURE CONTROL VALVE> is an <INSTRUMENTATION ITEM> and a <CONTROL VALVE> that is intended to operate when the downstream pressure is much lower than the upstream pressure | [5 empty] | dm:ClassOfInanimatePhysicalObject
CONTROL VALVE | INSTRUMENTATION ITEM | [5 empty] | HIGH TEMPERATURE CONTROL VALVE | [5 empty] | rdl:RDS11142130 |  | A <HIGH TEMPERATURE CONTROL VALVE> is an <INSTRUMENTATION ITEM> and a <CONTROL VALVE> that is intended to withstand high temperature operating conditions | [5 empty] | dm:ClassOfInanimatePhysicalObject
CONTROL VALVE | INSTRUMENTATION ITEM | SLIDE VALVE |  |  |  |  | HYDRAULIC DIRECTIONAL CONTROL VALVE | [5 empty] | rdl:RDS5800454 |  | A <HYDRAULIC DIRECTIONAL CONTROL VALVE> is an <INSTRUMENTATION ITEM> and a <CONTROL VALVE> and a <SLIDE VALVE> that is designed to operate in a hydraulic system | [5 empty] | dm:ClassOfInanimatePhysicalObject
CONTROL VALVE | INSTRUMENTATION ITEM | [5 empty] | LINEAR MOTION CONTROL VALVE | [5 empty] | rdl:RDS2221841 |  | A <LINEAR MOTION CONTROL VALVE> is an <INSTRUMENTATION ITEM> and a <CONTROL VALVE> with a closure member that is moved linearly into or away from a seat | [5 empty] | dm:ClassOfInanimatePhysicalObject
CONTROL VALVE | INSTRUMENTATION ITEM | [5 empty] | LOW NOISE CONTROL VALVE | [5 empty] | rdl:RDS11142175 |  | A <LOW NOISE CONTROL VALVE> is an <INSTRUMENTATION ITEM> and a <CONTROL VALVE> that is designed to generate low noise levels during operation | [5 empty] | dm:ClassOfInanimatePhysicalObject
CONTROL VALVE | INSTRUMENTATION ITEM | MEMBRANE VALVE |  |  |  |  | MEMBRANE CONTROL VALVE | [5 empty] | rdl:RDS11215886 |  | A <MEMBRANE CONTROL VALVE> is an <INSTRUMENTATION ITEM> and a <CONTROL VALVE> and a <MEMBRANE VALVE> | [5 empty] | dm:ClassOfInanimatePhysicalObject
CONTROL VALVE | INSTRUMENTATION ITEM | [5 empty] | MIXING CONTROL VALVE | [5 empty] | rdl:RDS11273885 |  | A <MIXING CONTROL VALVE> is an <INSTRUMENTATION ITEM> and a <CONTROL VALVE> that usually is self-operating and can use a control element to regulate flow input(s) | [5 empty] | dm:ClassOfInanimatePhysicalObject
CONTROL VALVE | INSTRUMENTATION ITEM | [5 empty] | MODULATING CONTROL VALVE | [5 empty] | rdl:RDS2228377 |  | A <MODULATING CONTROL VALVE> is an <INSTRUMENTATION ITEM> and a <CONTROL VALVE> that can be set to any position between fully open and fully closed | [5 empty] | dm:ClassOfInanimatePhysicalObject
CONTROL VALVE | INSTRUMENTATION ITEM | [5 empty] | MULTIPLE ORIFICE VALVE | [5 empty] | rdl:RDS2224509 |  | A <MULTIPLE ORIFICE VALVE> is an <INSTRUMENTATION ITEM> and a <CONTROL VALVE> with multiple orifices for increased choke service | [5 empty] | dm:ClassOfInanimatePhysicalObject
CONTROL VALVE | INSTRUMENTATION ITEM | MULTIPLE SEAT VALVE |  |  |  |  | MULTIPLE SEAT CONTROL VALVE | [5 empty] | rdl:RDS11142355 |  | A <MULTIPLE SEAT CONTROL VALVE> is an <INSTRUMENTATION ITEM> and a <CONTROL VALVE> and a <MULTIPLE SEAT VALVE> | [5 empty] | dm:ClassOfInanimatePhysicalObject
CONTROL VALVE | INSTRUMENTATION ITEM | NEEDLE VALVE |  |  |  |  | NEEDLE CONTROL VALVE | [5 empty] | rdl:RDS2228868 |  | A <NEEDLE CONTROL VALVE> is an <INSTRUMENTATION ITEM> and a <CONTROL VALVE> and a <NEEDLE VALVE> | [5 empty] | dm:ClassOfInanimatePhysicalObject
CONTROL VALVE | INSTRUMENTATION ITEM | [5 empty] | ON-OFF CONTROL VALVE | [5 empty] | rdl:RDS11141905 |  | An <ON-OFF CONTROL VALVE> is an <INSTRUMENTATION ITEM> and a <CONTROL VALVE> that only has two defined positions, being fully open and fully closed | [5 empty] | dm:ClassOfInanimatePhysicalObject
CONTROL VALVE | INSTRUMENTATION ITEM | PLUG VALVE |  |  |  |  | PLUG CONTROL VALVE | [5 empty] | rdl:RDS5791353 |  | A <PLUG CONTROL VALVE> is an <INSTRUMENTATION ITEM> and a <CONTROL VALVE> and a <PLUG VALVE> | [5 empty] | dm:ClassOfInanimatePhysicalObject
PLUG CONTROL VALVE | [7 empty] | ECCENTRIC PLUG CONTROL VALVE | [5 empty] | rdl:RDS2221839 |  | An <ECCENTRIC PLUG CONTROL VALVE> is a <PLUG CONTROL VALVE> that uses a rotating plug as closing element, and with a design that causes the plug to take a slightly eccentric path during actuation | [5 empty] | dm:ClassOfInanimatePhysicalObject
CONTROL VALVE | INSTRUMENTATION ITEM | ROTARY VALVE |  |  |  |  | ROTARY CONTROL VALVE | [5 empty] | rdl:RDS2221838 |  | A <ROTARY CONTROL VALVE> is an <INSTRUMENTATION ITEM> and a <CONTROL VALVE> and a <ROTARY VALVE> | [5 empty] | dm:ClassOfInanimatePhysicalObject
CONTROL VALVE | INSTRUMENTATION ITEM | [5 empty] | SEALING STEAM CONTROL VALVE | [5 empty] | rdl:RDS418634441 |  | A <SEALING STEAM CONTROL VALVE> is an <INSTRUMENTATION ITEM> and a <CONTROL VALVE> that reduces the steam supply pressure from the admission steam valve to a very slight overpressure to avoid air inrush into the shaft labyrinths of a condensing steam turbine | [5 empty] | dm:ClassOfInanimatePhysicalObject
CONTROL VALVE | INSTRUMENTATION ITEM | [5 empty] | SLAM SHUT CONTROL VALVE | [5 empty] | rdl:RDS646964 |  | A <SLAM SHUT CONTROL VALVE> is an <INSTRUMENTATION ITEM> and a <CONTROL VALVE> that has a disc which is held open against the flow and closes automatically when released | [5 empty] | dm:ClassOfInanimatePhysicalObject
CONTROL VALVE | INSTRUMENTATION ITEM | SLIDE VALVE |  |  |  |  | SLIDE CONTROL VALVE | [5 empty] | rdl:RDS2228872 |  | A <SLIDE CONTROL VALVE> is an <INSTRUMENTATION ITEM> and a <CONTROL VALVE> and a <SLIDE VALVE> | [5 empty] | dm:ClassOfInanimatePhysicalObject
CONTROL VALVE | INSTRUMENTATION ITEM | THREE WAY VALVE |  |  |  |  | THREE WAY CONTROL VALVE | [5 empty] | rdl:RDS293894 |  | A <THREE WAY CONTROL VALVE> is an <INSTRUMENTATION ITEM> and a <CONTROL VALVE> and a <THREE WAY VALVE> | [5 empty] | dm:ClassOfInanimatePhysicalObject
ACTUATOR | FINAL CONTROL FUNCTION |  |  |  |  | CONTROLLED ACTUATOR | [5 empty] | rdl:RDS2220505 |  | A <CONTROLLED ACTUATOR> is an <ACTUATOR> and a <FINAL CONTROL FUNCTION> that is remotely operated | [5 empty] | dm:ClassOfFunctionalObject
CONTROLLED ACTUATOR | INSTRUMENTATION ITEM | [5 empty] | CONTROLLED VALVE ACTUATOR | [5 empty] | rdl:RDS7019057 |  | A <CONTROLLED VALVE ACTUATOR> is an <INSTRUMENTATION ITEM> and a <CONTROLLED ACTUATOR> intended to change and/or maintain the position of the closing member of a valve | [5 empty] | dm:ClassOfInanimatePhysicalObject
CONTROLLED VALVE ACTUATOR | [7 empty] | COMPRESSOR UNLOAD VALVE ACTUATOR | [5 empty] | rdl:RDS7028035 |  | A <COMPRESSOR UNLOAD VALVE ACTUATOR> is a <CONTROLLED VALVE ACTUATOR> that is operating a suction valve or clearance pocket valve on a reciprocating compressor, in order to have the compressor run at part-load or at no-load condition | [5 empty] | dm:ClassOfInanimatePhysicalObject
CONTROLLED VALVE ACTUATOR | [7 empty] | CONTROL VALVE ACTUATOR WITH WRENCH | [5 empty] | rdl:RDS1458807431 |  | A <CONTROL VALVE ACTUATOR WITH WRENCH> is a <CONTROL VALVE ACTUATOR> that is equipped with a <WRENCH> that can be used to operate the <ACTUATOR> in a case where a manual override is required | [5 empty] | dm:ClassOfInanimatePhysicalObject
CONTROLLED VALVE ACTUATOR | ELECTRIC ACTUATOR | [6 empty] | ELECTRIC VALVE ACTUATOR | [5 empty] | rdl:RDS7028560 |  | An <ELECTRIC VALVE ACTUATOR> is an <ELECTRIC ACTUATOR> and a <CONTROLLED VALVE ACTUATOR> that is a valve actuator that is intended to be driven by an electric motor | [5 empty] | dm:ClassOfInanimatePhysicalObject
CONTROLLED VALVE ACTUATOR | ELECTRO-HYDRAULIC ACTUATOR | [6 empty] | ELECTRO-HYDRAULIC VALVE ACTUATOR | [5 empty] | rdl:RDS16742011 |  | An <ELECTRO-HYDRAULIC VALVE ACTUATOR> is a <CONTROLLED VALVE ACTUATOR> and a <ELECTRO-HYDRAULIC ACTUATOR> | [5 empty] | dm:ClassOfInanimatePhysicalObject
CONTROLLED VALVE ACTUATOR | HYDRAULIC ACTUATOR | [6 empty] | HYDRAULIC VALVE ACTUATOR | [5 empty] | rdl:RDS7503442 |  | A <HYDRAULIC VALVE ACTUATOR> is a <HYDRAULIC ACTUATOR> and a <CONTROLLED VALVE ACTUATOR> that is designed to operate a valve | [5 empty] | dm:ClassOfInanimatePhysicalObject
CONTROLLED VALVE ACTUATOR | [7 empty] | MOTOR OPERATED VALVE ACTUATOR | [5 empty] | rdl:RDS11142310 |  | A <MOTOR OPERATED VALVE ACTUATOR> is a <CONTROLLED VALVE ACTUATOR> that is driven by an electrical motor | [5 empty] | dm:ClassOfInanimatePhysicalObject
CONTROLLED VALVE ACTUATOR | PNEUMATIC ACTUATOR | [6 empty] | PNEUMATIC VALVE ACTUATOR | [5 empty] | rdl:RDS7503487 |  | A <PNEUMATIC VALVE ACTUATOR> is a <CONTROLLED VALVE ACTUATOR> and a <PNEUMATIC ACTUATOR> | [5 empty] | dm:ClassOfInanimatePhysicalObject
CONTROLLED VALVE ACTUATOR | [7 empty] | SPRING CONTROLLED VALVE ACTUATOR | [5 empty] | rdl:RDS11141275 |  | An <SPRING CONTROLLED VALVE ACTUATOR> is a <CONTROLLED VALVE ACTUATOR> that has a spring which acts as the trigger to open or close the valve | [5 empty] | dm:ClassOfInanimatePhysicalObject
CONTROLLED VALVE ACTUATOR | [7 empty] | VALVE CLOSING ACTUATOR | [5 empty] | rdl:RDS313829 |  | A <VALVE CLOSING ACTUATOR> is a <CONTROLLED VALVE ACTUATOR> that only closes a valve | [5 empty] | dm:ClassOfInanimatePhysicalObject
CONTROLLED VALVE ACTUATOR | [7 empty] | VALVE OPENING ACTUATOR | [5 empty] | rdl:RDS313964 |  | A <VALVE OPENING ACTUATOR> is a <CONTROLLED VALVE ACTUATOR> that only opens a valve | [5 empty] | dm:ClassOfInanimatePhysicalObject
CONTROLLED ACTUATOR | INSTRUMENTATION ITEM | [5 empty] | DIAPHRAGM ACTUATOR | [5 empty] | rdl:RDS6491422 |  | A <DIAPHRAGM ACTUATOR> is an <INSTRUMENTATION ITEMT> and a <CONTROLLED ACTUATOR> that is using a <DIAPHRAGM> | [5 empty] | dm:ClassOfInanimatePhysicalObject
DIAPHRAGM ACTUATOR | PNEUMATIC ACTUATOR | [6 empty] | PNEUMATIC DIAPHRAGM ACTUATOR | [5 empty] | rdl:RDS430109 |  | A <PNEUMATIC DIAPHRAGM ACTUATOR> is a <CONTROLLED ACTUATOR> and a <PNEUMATIC ACTUATOR> that is operated using low-pressure air supply | [5 empty] | dm:ClassOfInanimatePhysicalObject
DOUBLE ACTING ACTUATOR | PNEUMATIC DIAPHRAGM ACTUATOR | [7 empty] | DOUBLE ACTING PNEUMATIC DIAPHRAGM ACTUATOR | [5 empty] | rdl:RDS6625398 |  | A <DOUBLE ACTING PNEUMATIC DIAPHRAGM ACTUATOR> is a <PNEUMATIC DIAPHRAGM ACTUATOR> and a <DOUBLE ACTING ACTUATOR> that is actuated by low-pressure air and is driven in both directions | [5 empty] | dm:ClassOfInanimatePhysicalObject
PNEUMATIC DIAPHRAGM ACTUATOR | SINGLE ACTING ACTUATOR | [7 empty] | SINGLE ACTING PNEUMATIC DIAPHRAGM ACTUATOR | [5 empty] | rdl:RDS6625443 |  | A <SINGLE ACTING PNEUMATIC DIAPHRAGM ACTUATOR> is a <PNEUMATIC DIAPHRAGM ACTUATOR> and a <SINGLE ACTING ACTUATOR> that is actuated by low-pressure air and is driven in one direction only | [5 empty] | dm:ClassOfInanimatePhysicalObject
CONTROLLED ACTUATOR | INSTRUMENTATION ITEM | [5 empty] | DIGITAL ACTUATOR | [5 empty] | rdl:RDS16144733 |  | A <DIGITAL ACTUATOR is an <INSTRUMENTATION ITEM> and a <CONTROLLED ACTUATOR> that is controlled by a digital signal | [5 empty] | dm:ClassOfInanimatePhysicalObject
CONTROLLED ACTUATOR | INSTRUMENTATION ITEM | [5 empty] | DOUBLE ACTING ACTUATOR | [5 empty] | rdl:RDS6594380 |  | A <DOUBLE ACTING ACTUATOR is an <INSTRUMENTATION ITEM> and a <CONTROLLED ACTUATOR> that is able to operate in both directions | [5 empty] | dm:ClassOfInanimatePhysicalObject
DOUBLE ACTING ACTUATOR | HYDRAULIC PISTON ACTUATOR | [6 empty] | DOUBLE ACTING HYDRAULIC PISTON ACTUATOR | [5 empty] | rdl:RDS6625578 |  | A <DOUBLE ACTING HYDRAULIC PISTON ACTUATOR> is a <HYDRAULIC PISTON ACTUATOR> and a <DOUBLE ACTING ACTUATOR> that is a hydraulic piston actuator that is actuated by hydraulic fluid and is driven in both directions | [5 empty] | dm:ClassOfInanimatePhysicalObject
DOUBLE ACTING ACTUATOR | PNEUMATIC PISTON ACTUATOR | [6 empty] | DOUBLE ACTING PNEUMATIC PISTON ACTUATOR | [5 empty] | rdl:RDS6625488 |  | A <DOUBLE ACTING PNEUMATIC PISTON ACTUATOR> is a <PNEUMATIC PISTON ACTUATOR> and a <DOUBLE ACTING ACTUATOR> that is a pneumatic piston actuator that is actuated by low-pressure air and is driven in two directions | [5 empty] | dm:ClassOfInanimatePhysicalObject
CONTROLLED ACTUATOR | ELECTRIC TO MECHANICAL ENERGY CONVERTER | ELECTRICAL APPARATUS | INSTRUMENTATION ITEM |  |  |  | ELECTRIC ACTUATOR | [5 empty] | rdl:RDS430379 |  | An <ELECTRIC ACTUATOR> is an <INSTRUMENTATION ITEM> and a <CONTROLLED ACTUATOR> and an <ELECTRICAL APPARATUS>and an <ELECTRIC TO MECHANICAL ENERGY CONVERTER> that produces a specified movement when actuated by electrical energy | [5 empty] | dm:ClassOfInanimatePhysicalObject
ELECTRIC ACTUATOR | [7 empty] | ELECTRIC ACTUATOR WITH HANDWHEEL | [5 empty] | rdl:RDS11507710 |  | An <ELECTRIC ACTUATOR WITH HANDWHEEL> is an <ELECTRIC ACTUATOR> with a handwheel for operating the valve manually | [5 empty] | dm:ClassOfInanimatePhysicalObject
ELECTRIC ACTUATOR | HYDRAULIC ACTUATOR | [6 empty] | ELECTRO-HYDRAULIC ACTUATOR | [5 empty] | rdl:RDS7195780 |  | An <ELECTRO-HYDRAULIC ACTUATOR> is an <ELECTRIC ACTUATOR> and a <HYDRAULIC ACTUATOR> having a fluid pump driven by an electric motor | [5 empty] | dm:ClassOfInanimatePhysicalObject
ELECTRO-HYDRAULIC ACTUATOR | LINEAR ACTUATOR | [7 empty] | LINEAR ELECTRO-HYDRAULIC ACTUATOR | [5 empty] | rdl:RDS2224702 |  | A <LINEAR ELECTRO-HYDRAULIC ACTUATOR> is a <LINEAR ACTUATOR> and an <ELECTRO-HYDRAULIC ACTUATOR> | [5 empty] | dm:ClassOfInanimatePhysicalObject
ELECTRO-HYDRAULIC ACTUATOR | ROTARY ACTUATOR | [7 empty] | ROTARY ELECTRO-HYDRAULIC ACTUATOR | [5 empty] | rdl:RDS2224706 |  | A <ROTARY ELECTRO-HYDRAULIC ACTUATOR> is a <ROTARY ACTUATOR> and an <ELECTRO-HYDRAULIC ACTUATOR> | [5 empty] | dm:ClassOfInanimatePhysicalObject
ELECTRIC ACTUATOR | LINEAR ACTUATOR | [6 empty] | LINEAR ELECTRIC ACTUATOR | [5 empty] | rdl:RDS2224701 |  | A <LINEAR ELECTRIC ACTUATOR> is a <LINEAR ACTUATOR> and an <ELECTRIC ACTUATOR> | [5 empty] | dm:ClassOfInanimatePhysicalObject
ELECTRIC ACTUATOR | ROTARY ACTUATOR | [6 empty] | ROTARY ELECTRIC ACTUATOR | [5 empty] | rdl:RDS2224705 |  | A <ROTARY ELECTRIC ACTUATOR> is a <ROTARY ACTUATOR> and an <ELECTRIC ACTUATOR> | [5 empty] | dm:ClassOfInanimatePhysicalObject
ELECTRIC ACTUATOR | [7 empty] | SOLENOID ACTUATOR | [5 empty] | rdl:RDS7191376 |  | A <SOLENOID ACTUATOR> is an <ELECTRIC ACTUATOR> that is utilizing a continuous duty linear solenoid to convert electrical energy into mechanical power via a plunger with an axial stroke in either a push or pull action | [5 empty] | dm:ClassOfInanimatePhysicalObject
SOLENOID ACTUATOR | [8 empty] | DUAL SOLENOID ACTUATOR | [5 empty] | rdl:RDS7191440 |  | A <DUAL SOLENOID ACTUATOR> is a <SOLENOID ACTUATOR> with two solenoids that are energized one at a time, each causing a move in an opposite direction | [5 empty] | dm:ClassOfInanimatePhysicalObject
SOLENOID ACTUATOR | [8 empty] | PILOT AIR OPERATED SOLENOID ACTUATOR | [5 empty] | rdl:RDS7191609 |  | A <PILOT AIR OPERATED SOLENOID ACTUATOR> is a <SOLENOID ACTUATOR> in which operation is boosted by an external supply of pilot air | [5 empty] | dm:ClassOfInanimatePhysicalObject
SOLENOID ACTUATOR | [8 empty] | SINGLE SOLENOID ACTUATOR | [5 empty] | rdl:RDS7191502 |  | A <SINGLE SOLENOID ACTUATOR> is a <SOLENOID ACTUATOR> with one solenoid where the two opposite positions are for energized vs de-energized | [5 empty] | dm:ClassOfInanimatePhysicalObject
CONTROLLED ACTUATOR | FAIL CLOSE ARTEFACT | INSTRUMENTATION ITEM |  |  |  |  | FAIL CLOSE ACTUATOR | [5 empty] | rdl:RDS1458785801 |  | A <FAIL CLOSE ACTUATOR> is an <INSTRUMENTATION ITEM> and a <CONTROLLED ACTUATOR> and a <FAIL CLOSED ARTEFACT> that will close the actuated object in case of a failure | [5 empty] | dm:ClassOfInanimatePhysicalObject
CONTROLLED ACTUATOR | FAIL LOCKED ARTEFACT | INSTRUMENTATION ITEM |  |  |  |  | FAIL LOCKED ACTUATOR | [5 empty] | rdl:RDS2225396 |  | A <FAIL LOCKED ACTUATOR> is an <INSTRUMENTATION ITEM> and a <CONTROLLED ACTUATOR> and a <FAIL LOCKED ARTEFACT> | [5 empty] | dm:ClassOfInanimatePhysicalObject
CONTROLLED ACTUATOR | FAIL OPEN ARTEFACT | INSTRUMENTATION ITEM |  |  |  |  | FAIL OPEN ACTUATOR | [5 empty] | rdl:RDS1458785141 |  | A <FAIL OPEN ACTUATOR> is an <INSTRUMENTATION ITEM> and a <CONTROLLED ACTUATOR> and a <FAIL OPEN ARTEFACT> that will open the actuated object in case of a failure | [5 empty] | dm:ClassOfInanimatePhysicalObject
CONTROLLED ACTUATOR | HYDRAULIC APPARATUS | HYDRAULIC TO MECHANICAL ENERGY CONVERTER | INSTRUMENTATION ITEM |  |  |  | HYDRAULIC ACTUATOR | [5 empty] | rdl:RDS430154 |  | A <HYDRAULIC ACTUATOR> is an <INSTRUMENTATION ITEM> and a <CONTROLLED ACTUATOR> and a <HYDRAULIC APPARATUS> and a <HYDRAULIC TO MECHANICAL ENERGY CONVERTER> | [5 empty] | dm:ClassOfInanimatePhysicalObject
HYDRAULIC ACTUATOR | PISTON ACTUATOR | [6 empty] | HYDRAULIC PISTON ACTUATOR | [5 empty] | rdl:RDS884879 |  | A <HYDRAULIC PISTON ACTUATOR> is a <HYDRAULIC ACTUATOR> that is intended to operate by a displacement of a piston using hydraulic energy | [5 empty] | dm:ClassOfInanimatePhysicalObject
HYDRAULIC PISTON ACTUATOR | SPRING RETURN ACTUATOR | [7 empty] | HYDRAULIC PISTON ACTUATOR SPRING RETURN | [5 empty] | rdl:RDS11507614 |  | A <HYDRAULIC PISTON ACTUATOR SPRING RETURN> is a <HYDRAULIC PISTON ACTUATOR> and a <SPRING RETURN ACTUATOR> with a spring acting on one side of the piston | [5 empty] | dm:ClassOfInanimatePhysicalObject
HYDRAULIC PISTON ACTUATOR | SINGLE ACTING ACTUATOR | [7 empty] | SINGLE ACTING HYDRAULIC PISTON ACTUATOR | [5 empty] | rdl:RDS6625353 |  | A <SINGLE ACTING HYDRAULIC PISTON ACTUATOR> is a <HYDRAULIC PISTON ACTUATOR> that is actuated by hydraulic fluid and is driven in one direction only | [5 empty] | dm:ClassOfInanimatePhysicalObject
HYDRAULIC ACTUATOR | LINEAR ACTUATOR | [6 empty] | LINEAR HYDRAULIC ACTUATOR | [5 empty] | rdl:RDS2224703 |  | A <LINEAR HYDRAULIC ACTUATOR> is a <LINEARACTUATOR> and a <HYDRAULIC ACTUATOR> | [5 empty] | dm:ClassOfInanimatePhysicalObject
HYDRAULIC ACTUATOR | ROTARY ACTUATOR | [6 empty] | ROTARY HYDRAULIC ACTUATOR | [5 empty] | rdl:RDS2224707 |  | A <ROTARY HYDRAULIC ACTUATOR> is a <ROTARY ACTUATOR> and a <HYDRAULIC ACTUATOR> | [5 empty] | dm:ClassOfInanimatePhysicalObject
CONTROLLED ACTUATOR | INSTRUMENTATION ITEM | [5 empty] | MAGNETIC ACTUATOR | [5 empty] | rdl:RDS7195887 |  | A <MAGNETIC ACTUATOR> is an <INSTRUMENTATION ITEM> and a <CONTROLLED ACTUATOR> where the force is provided by magnetic forces | [5 empty] | dm:ClassOfInanimatePhysicalObject
CONTROLLED ACTUATOR | INSTRUMENTATION ITEM | [5 empty] | MODULATING ACTUATOR | [5 empty] | rdl:RDS1458713041 |  | A <MODULATING ACTUATOR> is an <INSTRUMENTATION ITEM> and a <CONTROLLED ACTUATOR> that can take any position between the limits | [5 empty] | dm:ClassOfInanimatePhysicalObject
CONTROLLED ACTUATOR | INSTRUMENTATION ITEM | [5 empty] | MOTOR ACTUATOR | [5 empty] | rdl:RDS16145021 |  | A <MOTOR ACTUATOR> is an <INSTRUMENTATION ITEM> and a <CONTROLLED ACTUATOR> powered by a motor | [5 empty] | dm:ClassOfInanimatePhysicalObject
CONTROLLED ACTUATOR | INSTRUMENTATION ITEM | [5 empty] | ONE CYLINDER ACTUATOR | [5 empty] | rdl:RDS6607127 |  | An <ONE CYLINDER ACTUATOR> is an <INSTRUMENTATION ITEM> and a <CONTROLLED ACTUATOR> which has got one cylinder acting on the actuator driving sleeve creating torque | [5 empty] | dm:ClassOfInanimatePhysicalObject
CONTROLLED ACTUATOR | INSTRUMENTATION ITEM | [5 empty] | PILOT ACTUATOR | [5 empty] | rdl:RDS16145280 |  | A <PILOT ACTUATOR> is an <INSTRUMENTATION ITEM> and a <CONTROLLED ACTUATOR> which operation is controlled by a pilot signal | [5 empty] | dm:ClassOfInanimatePhysicalObject
CONTROLLED ACTUATOR | INSTRUMENTATION ITEM | [5 empty] | PISTON ACTUATOR | [5 empty] | rdl:RDS6631280 |  | A <PISTON ACTUATOR> is an <INSTRUMENTATION ITEM> and a <CONTROLLED ACTUATOR> intended to operate by displacement of a piston by the use of pneumatic or hydraulic energy | [5 empty] | dm:ClassOfInanimatePhysicalObject
PISTON ACTUATOR | PNEUMATIC ACTUATOR | [6 empty] | PNEUMATIC PISTON ACTUATOR | [5 empty] | rdl:RDS476864 |  | A <PNEUMATIC PISTON ACTUATOR> is a <PISTON ACTUATOR> that is operated by compressed air | [5 empty] | dm:ClassOfInanimatePhysicalObject
PNEUMATIC PISTON ACTUATOR | SINGLE ACTING ACTUATOR | [7 empty] | SINGLE ACTING PNEUMATIC PISTON ACTUATOR | [5 empty] | rdl:RDS6625533 |  | A <SINGLE ACTING PNEUMATIC PISTON ACTUATOR> is a <PNEUMATIC PISTON ACTUATOR> that is actuated by low-pressure air and is driven in one direction only | [5 empty] | dm:ClassOfInanimatePhysicalObject
CONTROLLED ACTUATOR | INSTRUMENTATION ITEM | [5 empty] | PNEUMATIC ACTUATOR | [5 empty] | rdl:RDS430334 |  | A <PNEUMATIC ACTUATOR> is an <INSTRUMENTATION ITEM> and a <CONTROLLED ACTUATOR> that is intended to be operated by pneumatic power | [5 empty] | dm:ClassOfInanimatePhysicalObject
LINEAR ACTUATOR | PNEUMATIC ACTUATOR | [6 empty] | LINEAR PNEUMATIC ACTUATOR | [5 empty] | rdl:RDS2224704 |  | A <LINEAR PNEUMATIC ACTUATOR> is a <LINEAR ACTUATOR> and a <PNEUMATIC ACTUATOR> | [5 empty] | dm:ClassOfInanimatePhysicalObject
PNEUMATIC ACTUATOR | ROTARY ACTUATOR | [6 empty] | ROTARY PNEUMATIC ACTUATOR | [5 empty] | rdl:RDS2224708 |  | A <ROTARY PNEUMATIC ACTUATOR> is a <ROTARY ACTUATOR> and a <PNEUMATIC ACTUATOR> | [5 empty] | dm:ClassOfInanimatePhysicalObject
CONTROLLED ACTUATOR | INSTRUMENTATION ITEM | [5 empty] | RETURN ACTUATOR | [5 empty] | rdl:RDS16144637 |  | A <RETURN ACTUATOR> is an <INSTRUMENTATION ITEM> and a <CONTROLLED ACTUATOR> that after operation, when the trigger signal stops, will return to its original position | [5 empty] | dm:ClassOfInanimatePhysicalObject
RETURN ACTUATOR | [7 empty] | SPRING RETURN ACTUATOR | [5 empty] | rdl:RDS7191680 |  | An <SPRING RETURN ACTUATOR> is a <RETURN ACTUATOR> that after operation is returned to its starting position by a spring | [5 empty] | dm:ClassOfInanimatePhysicalObject
CONTROLLED ACTUATOR | INSTRUMENTATION ITEM | [5 empty] | SINGLE ACTING ACTUATOR | [5 empty] | rdl:RDS6594493 |  | A <SINGLE ACTING ACTUATOR> is an <INSTRUMENTATION ITEM> and a <CONTROLLED ACTUATOR> that is able to operate in one direction only | [5 empty] | dm:ClassOfInanimatePhysicalObject
CONTROLLED ACTUATOR | INSTRUMENTATION ITEM | [5 empty] | STEPPING ACTUATOR | [5 empty] | rdl:RDS370725574 |  | A <STEPPING ACTUATOR> is an <INSTRUMENTATION ITEM> and a <CONTROLLED ACTUATOR> that can be moved in discrete steps | [5 empty] | dm:ClassOfInanimatePhysicalObject
ELECTRICAL APPARATUS | STEPPING ACTUATOR | [6 empty] | ELECTRICAL STEPPING ACTUATOR | [5 empty] | rdl:RDS370725624 |  | An <ELECTRICAL STEPPING ACTUATOR> is a <STEPPING ACTUATOR> having an electrical motor | [5 empty] | dm:ClassOfInanimatePhysicalObject
STEPPING ACTUATOR | [7 empty] | HYDRAULIC STEPPING ACTUATOR | [5 empty] | rdl:RDS3707255912 |  | A <HYDRAULIC STEPPING ACTUATOR> is a <STEPPING ACTUATOR> having a hydraulic motor | [5 empty] | dm:ClassOfInanimatePhysicalObject
CONTROLLED ACTUATOR | INSTRUMENTATION ITEM | [5 empty] | TWO CYLINDER ACTUATOR | [5 empty] | rdl:RDS6607082 |  | A <TWO CYLINDER ACTUATOR> is an <INSTRUMENTATION ITEM> and a <CONTROLLED ACTUATOR> which has got two cylinders acting on the actuator driving sleeve creating torque | [5 empty] | dm:ClassOfInanimatePhysicalObject
FINAL CONTROL FUNCTION | INSTRUMENTATION ITEM | SYSTEM |  |  |  | FINAL CONTROL ASSEMBLY | [5 empty] | rdl:RDS2229978 |  | A <FINAL CONTROL ASSEMBLY> is an <INSTRUMENTATION ITEM> and a <FINAL CONTROL FUNCTION> and a <SYSTEM> that is the assembly of a <CONTROL VALVE>, <CONTROLLED ACTUATOR>, <POSITIONER>, or <VARIABLE SPEED DRIVE UNIT> and all necessary piping, tubing, wiring, power supply, and other accessories around it | [5 empty] | dm:ClassOfInanimatePhysicalObject
FINAL CONTROL FUNCTION | STANDARD SIGNAL RECEIVER |  |  |  |  | POSITIONER | [5 empty] | rdl:RDS415844 |  | A <POSITIONER> is a <FINAL CONTROL FUNCTION> and a <STANDARD SIGNAL RECEIVER> that is intended to position a given item in proportion with a <STANDARD SIGNAL> | [5 empty] | dm:ClassOfFunctionalObject
INSTRUMENTATION ITEM | POSITIONER | [5 empty] | FAN POSITIONER | [5 empty] | rdl:RDS2223671 |  | A <FAN POSITIONER> is an <INSTRUMENTATION ITEM> and a <POSITIONER> for a <FAN> | [5 empty] | dm:ClassOfInanimatePhysicalObject
INSTRUMENTATION ITEM | POSITIONER | [5 empty] | LOUVER POSITIONER | [5 empty] | rdl:RDS2223670 |  | A <LOUVER POSITIONER> is an <INSTRUMENTATION ITEM> and a <POSITIONER> for a <LOUVER> | [5 empty] | dm:ClassOfInanimatePhysicalObject
INSTRUMENTATION ITEM | POSITIONER | [5 empty] | VALVE POSITIONER | [5 empty] | rdl:RDS2229945 |  | A <VALVE POSITIONER> is an <INSTRUMENTATION ITEM> and a <POSITIONER> for a <CONTROL VALVE> | [5 empty] | dm:ClassOfInanimatePhysicalObject
FINAL CONTROL FUNCTION | INSTRUMENTATION ITEM | STANDARD SIGNAL RECEIVER |  |  |  | VARIABLE SPEED DRIVE UNIT | [5 empty] | rdl:RDS860444 |  | A <VARIABLE SPEED DRIVE UNIT> is an <INSTRUMENTATION ITEM> and a <FINAL CONTROL FUNCTION> and a <STANDARD SIGNAL RECEIVER> that consists of an electric motor and controller that is used to adjust the motors operating speed in proportion with a <STANDARD SIGNAL> | [5 empty] | dm:ClassOfInanimatePhysicalObject
INSTRUMENTATION FUNCTION |  |  |  |  | INDICATOR | [5 empty] | rdl:RDS418499 |  | An <INDICATOR> is an <INSTRUMENTATION FUNCTION> that has a capability of <INDICATING> | [5 empty] | dm:ClassOfFunctionalObject
INDICATOR | INSTRUMENTATION ITEM |  |  |  |  | ANALOGUE INDICATOR | [5 empty] | rdl:RDS671084 |  | An <ANALOGUE INDICATOR> is an <INSTRUMENTATION ITEM> and an <INDICATOR> that gives a visual indication of a measured variable by a pointer on a dial | [5 empty] | dm:ClassOfInanimatePhysicalObject
INDICATOR | INSTRUMENTATION ITEM |  |  |  |  | DIGITAL INDICATOR | [5 empty] | rdl:RDS2225844 |  | A <DIGITAL INDICATOR> is an <INSTRUMENTATION ITEM> and an <INDICATOR> that presents values in discrete literals | [5 empty] | dm:ClassOfInanimatePhysicalObject
INDICATOR | INSTRUMENTATION ITEM |  |  |  |  | DIRECT ACTING INDICATOR | [5 empty] | rdl:RDS933704 |  | A <DIRECT ACTING INDICATOR> is an <INSTRUMENTATION ITEM> and an <INDICATOR> in which the indicator is mechanically connected to, and actuated by, the moving element | [5 empty] | dm:ClassOfInanimatePhysicalObject
INDICATOR | INSTRUMENTATION ITEM |  |  |  |  | FLOW INDICATOR | [5 empty] | rdl:RDS268379 |  | A <FLOW INDICATOR> is an <INSTRUMENTATION ITEM> and an <INDICATOR> that, using a <FLOW MEASURING ELEMENT>, is specially and exclusively designed to indicate a <FLOW RATE> | [5 empty] | dm:ClassOfInanimatePhysicalObject
INDICATOR | INSTRUMENTATION ITEM |  |  |  |  | INDIRECT ACTING INDICATOR | [5 empty] | rdl:RDS933749 |  | An <INDIRECT ACTING INDICATOR> is an <INSTRUMENTATION ITEM> and an <INDICATOR> in which the indicating or recording device is driven by a motor or other device, as a function of the value of the measurand | [5 empty] | dm:ClassOfInanimatePhysicalObject
INDICATOR | INSTRUMENTATION ITEM |  |  |  |  | INSTRUMENT WITH OPTICAL INDEX | [5 empty] | rdl:RDS933569 |  | An <INSTRUMENT WITH OPTICAL INDEX> is an <INSTRUMENTATION ITEM> and an <INDICATOR> in which the indications are given by the displacement of an optical index over a scale which may be a part of the instrument or may be separate from it | [5 empty] | dm:ClassOfInanimatePhysicalObject
INDICATOR | INSTRUMENTATION ITEM |  |  |  |  | INSTRUMENT WITH SUPPRESSED ZERO | [5 empty] | rdl:RDS916514 |  | An <INSTRUMENT WITH SUPPRESSED ZERO> is an <INSTRUMENTATION ITEM> and an <INDICATOR> that does not indicate the value of the measurand when it is lower in absolute value to a certain limit | [5 empty] | dm:ClassOfInanimatePhysicalObject
INDICATOR | INSTRUMENTATION ITEM |  |  |  |  | MOVING-SCALE INSTRUMENT | [5 empty] | rdl:RDS933614 |  | A <MOVING-SCALE INSTRUMENT> is an <INSTRUMENTATION ITEM> and an <INDICATOR> in which the scale moves relative to a fixed index | [5 empty] | dm:ClassOfInanimatePhysicalObject
INDICATOR | INSTRUMENTATION ITEM |  |  |  |  | MULTI POINT INDICATOR | [5 empty] | rdl:RDS1009349 |  | A <MULTI POINT INDICATOR> is an <INSTRUMENTATION ITEM> and an <INDICATOR> that is intended to indicate more than one property at the same time | [5 empty] | dm:ClassOfInanimatePhysicalObject
INDICATOR | INSTRUMENTATION ITEM |  |  |  |  | POINTER INSTRUMENT | [5 empty] | rdl:RDS933524 |  | A <POINTER INSTRUMENT> is an <INSTRUMENTATION ITEM> and an <INDICATOR> in which the index is a pointer moving over a fixed scale | [5 empty] | dm:ClassOfInanimatePhysicalObject
INDICATOR | [5 empty] | POSITION INDICATOR | [5 empty] | rdl:RDS416024 |  | A <POSITION INDICATOR> is an <INDICATOR> that displays the <POSITION> of an object | [5 empty] | dm:ClassOfFunctionalObject
POSITION INDICATOR | [6 empty] | VALVE POSITION INDICATOR | [5 empty] | rdl:RDS16742860 |  | A <VALVE POSITION INDICATOR> is a <POSITION INDICATOR> intended to display the position of a valve element | [5 empty] | dm:ClassOfInanimatePhysicalObject
INDICATOR | INSTRUMENTATION ITEM |  |  |  |  | SHADOW COLUMN INSTRUMENT | [5 empty] | rdl:RDS933659 |  | A <SHADOW COLUMN INSTRUMENT> is an <INSTRUMENTATION ITEM> and an <INDICATOR> in which the indications are given by a shadow column on an illuminated scale which can be a part of the instrument or may be separate from it | [5 empty] | dm:ClassOfInanimatePhysicalObject
INDICATOR | INSTRUMENTATION ITEM |  |  |  |  | SHARED INDICATOR | [5 empty] | rdl:RDS2224082 |  | A <SHARED INDICATOR> is an <INSTRUMENTATION ITEM> and an <INDICATOR> that is an abstract representation on a display screen | [5 empty] | dm:ClassOfInanimatePhysicalObject
INDICATOR | INSTRUMENTATION ITEM | STANDARD SIGNAL RECEIVER |  |  |  | STANDARD SIGNAL INDICATOR | [5 empty] | rdl:RDS222468 |  | A <STANDARD SIGNAL INDICATOR> is an <INSTRUMENTATION ITEM> and a <INDICATOR> and a <STANDARD SIGNAL RECEIVER> that gives an indication that is proportional with a standard input signal | [5 empty] | dm:ClassOfInanimatePhysicalObject
INDICATOR | [5 empty] | TIME INDICATOR | [5 empty] | rdl:RDS17602760 |  | A <TIME INDICATOR> is a <INDICATOR> that indicates time | [5 empty] | dm:ClassOfFunctionalObject
INSTRUMENTATION ITEM | TIME INDICATOR | [5 empty] | CLOCK | [5 empty] | rdl:RDS6588455 |  | A <CLOCK> is an <INSTRUMENTATION ITEM> and a <TIME INDICATOR> for the measurement and indication of time | [5 empty] | dm:ClassOfInanimatePhysicalObject
INSTRUMENTATION FUNCTION | SIGNAL CIRCUIT | SYSTEM |  |  | INSTRUMENT LOOP | [5 empty] | rdl:RDS222493 |  | An <INSTRUMENT LOOP> is an <INSTRUMENTATION FUNCTION> and a <SIGNAL CIRCUIT> and a <SYSTEM> that has two or more interlinked <INSTRUMENTATION FUNCTION>s | [5 empty] | dm:ClassOfFunctionalObject
INSTRUMENT LOOP | INSTRUMENTATION ITEM |  |  |  |  | ELECTRONIC INSTRUMENT LOOP | [5 empty] | rdl:RDS2223298 |  | An <ELECTRONIC INSTRUMENT LOOP> is an <INSTRUMENTATION ITEM> and an <INSTRUMENT LOOP> composed of two or more <CURRENT SIGNAL LOOP ELEMENT>s | [5 empty] | dm:ClassOfInanimatePhysicalObject
INSTRUMENT LOOP | [5 empty] | INSTRUMENT LOOP FOR ANALYSIS | [5 empty] | rdl:RDS2221126 |  | An <INSTRUMENT LOOP FOR ANALYSIS> is an <INSTRUMENT LOOP> for <ANALYSIS> | [5 empty] | dm:ClassOfFunctionalObject
INSTRUMENT LOOP | [5 empty] | INSTRUMENT LOOP FOR ANTI SURGE PROTECTION | [5 empty] | rdl:RDS2220946 |  | An <INSTRUMENT LOOP FOR ANTI SURGE> is an <INSTRUMENT LOOP> for <ANTI SURGE PROTECTION> | [5 empty] | dm:ClassOfFunctionalObject
INSTRUMENT LOOP | [5 empty] | INSTRUMENT LOOP FOR BLOWDOWN | [5 empty] | rdl:RDS2228731 |  | An <INSTRUMENT LOOP FOR BLOWDOWN > is an <INSTRUMENT LOOP> with the purpose of <CONTROLLING> a blowdown | [5 empty] | dm:ClassOfFunctionalObject
INSTRUMENT LOOP | [5 empty] | INSTRUMENT LOOP FOR BYPASS | [5 empty] | rdl:RDS2228732 |  | An <INSTRUMENT LOOP FOR BYPASS> is an <INSTRUMENT LOOP> with the purpose of <CONTROLLING> a bypass | [5 empty] | dm:ClassOfFunctionalObject
INSTRUMENT LOOP | [5 empty] | INSTRUMENT LOOP FOR DISPLACEMENT | [5 empty] | rdl:RDS2229101 |  | An <INSTRUMENT LOOP FOR DISPLACEMENT> is an <INSTRUMENT LOOP> for <DISPLACEMENT> | [5 empty] | dm:ClassOfFunctionalObject
INSTRUMENT LOOP | [5 empty] | INSTRUMENT LOOP FOR DUST DETECTION | [5 empty] | rdl:RDS2229102 |  | An <INSTRUMENT LOOP FOR DUST DETECTION> is an <INSTRUMENT LOOP> for <DUST DETECTION> | [5 empty] | dm:ClassOfFunctionalObject
INSTRUMENT LOOP | [5 empty] | INSTRUMENT LOOP FOR ELECTRICAL VARIABLE | [5 empty] | rdl:RDS2229103 |  | An <INSTRUMENT LOOP FOR ELECTRICAL VARIABLE> is an <INSTRUMENT LOOP> for <ELECTRICAL VARIABLE> | [5 empty] | dm:ClassOfFunctionalObject
INSTRUMENT LOOP | [5 empty] | INSTRUMENT LOOP FOR EMERGENCY SHUTDOWN | [5 empty] | rdl:RDS2228733 |  | An < NSTRUMENT LOOP FOR EMERGENCY SHUTDOWN> is an <INSTRUMENT LOOP> with the purpose of providing an <EMERGENCY SHUTDOWN> in cases that this is required | [5 empty] | dm:ClassOfFunctionalObject
INSTRUMENT LOOP | [5 empty] | INSTRUMENT LOOP FOR EROSION DETECTION | [5 empty] | rdl:RDS2229104 |  | An <INSTRUMENT LOOP FOR EROSION DETECTION> is an <INSTRUMENT LOOP> for <EROSION DETECTION> | [5 empty] | dm:ClassOfFunctionalObject
INSTRUMENT LOOP | [5 empty] | INSTRUMENT LOOP FOR FIRE DETECTION | [5 empty] | rdl:RDS2229105 |  | An <INSTRUMENT LOOP FOR FIRE DETECTION> is an <INSTRUMENT LOOP> for <FIRE DETECTION> | [5 empty] | dm:ClassOfFunctionalObject
INSTRUMENT LOOP | [5 empty] | INSTRUMENT LOOP FOR FLOW RATE | [5 empty] | rdl:RDS2221122 |  | An <INSTRUMENT LOOP FOR FLOW RATE> is an <INSTRUMENT LOOP> for <FLOW RATE> | [5 empty] | dm:ClassOfFunctionalObject
INSTRUMENT LOOP | [5 empty] | INSTRUMENT LOOP FOR FORCE | [5 empty] | rdl:RDS2229106 |  | An <INSTRUMENT LOOP FOR FORCE> is an <INSTRUMENT LOOP> for <FORCE> | [5 empty] | dm:ClassOfFunctionalObject
INSTRUMENT LOOP | [5 empty] | INSTRUMENT LOOP FOR GAS DETECTION | [5 empty] | rdl:RDS2229107 |  | An <INSTRUMENT LOOP FOR GAS DETECTION> is an <INSTRUMENT LOOP> for <GAS DETECTION> | [5 empty] | dm:ClassOfFunctionalObject
INSTRUMENT LOOP | [5 empty] | INSTRUMENT LOOP FOR LEAK DETECTION | [5 empty] | rdl:RDS2229108 |  | An <INSTRUMENT LOOP FOR LEAK DETECTION> is an <INSTRUMENT LOOP> for <LEAK DETECTION> | [5 empty] | dm:ClassOfFunctionalObject
INSTRUMENT LOOP | [5 empty] | INSTRUMENT LOOP FOR LEVEL | [5 empty] | rdl:RDS2221123 |  | An <INSTRUMENT LOOP FOR LEVEL> is an <INSTRUMENT LOOP> for liquid <LEVEL> | [5 empty] | dm:ClassOfFunctionalObject
INSTRUMENT LOOP | [5 empty] | INSTRUMENT LOOP FOR MIST DETECTION | [5 empty] | rdl:RDS2229109 |  | An <INSTRUMENT LOOP FOR MIST DETECTION> is an <INSTRUMENT LOOP> for <MIST DETECTION> | [5 empty] | dm:ClassOfFunctionalObject
INSTRUMENT LOOP | [5 empty] | INSTRUMENT LOOP FOR MONITORING | [5 empty] | rdl:RDS2228734 |  | An <INSTRUMENT LOOP FOR MONITORING> is an <INSTRUMENT LOOP> with the purpose of <MONITORING> process vaiables | [5 empty] | dm:ClassOfFunctionalObject
INSTRUMENT LOOP | [5 empty] | INSTRUMENT LOOP FOR POSITION | [5 empty] | rdl:RDS2229110 |  | An <INSTRUMENT LOOP FOR POSITION> is an <INSTRUMENT LOOP> for <POSITION> | [5 empty] | dm:ClassOfFunctionalObject
INSTRUMENT LOOP | [5 empty] | INSTRUMENT LOOP FOR PRESSURE | [5 empty] | rdl:RDS2221124 |  | An <INSTRUMENT LOOP FOR PRESSURE> is an <INSTRUMENT LOOP> for <PRESSURE> | [5 empty] | dm:ClassOfFunctionalObject
INSTRUMENT LOOP | [5 empty] | INSTRUMENT LOOP FOR PRESSURE REDUCTION | [5 empty] | rdl:RDS2228735 |  | An <INSTRUMENT LOOP FOR PRESSURE REDUCTION> is an <INSTRUMENT LOOP> with the purpose of <REDUCING> a <PRESSURE> | [5 empty] | dm:ClassOfFunctionalObject
INSTRUMENT LOOP | [5 empty] | INSTRUMENT LOOP FOR PROCESS CONTROL | [5 empty] | rdl:RDS2228736 |  | An <INSTRUMENT LOOP FOR PROCESS CONTROL> is an <INSTRUMENT LOOP> with the purpose of <PROCESS CONTROL> | [5 empty] | dm:ClassOfFunctionalObject
INSTRUMENT LOOP | [5 empty] | INSTRUMENT LOOP FOR PROCESS SHUTDOWN | [5 empty] | rdl:RDS2228737 |  | An <INSTRUMENT LOOP FOR PROCESS SHUTDOWN> is an <INSTRUMENT LOOP> with the purpose of providing an <PROCESS SHUTDOWN> in cases that this is required. | [5 empty] | dm:ClassOfFunctionalObject
INSTRUMENT LOOP | [5 empty] | INSTRUMENT LOOP FOR PROXIMITY | [5 empty] | rdl:RDS2229111 |  | An <INSTRUMENT LOOP FOR PROXIMITY> is an <INSTRUMENT LOOP> for <PROXIMITY> | [5 empty] | dm:ClassOfFunctionalObject
INSTRUMENT LOOP | [5 empty] | INSTRUMENT LOOP FOR RADIATION | [5 empty] | rdl:RDS2229112 |  | An <INSTRUMENT LOOP FOR RADIATION> is an <INSTRUMENT LOOP> for <RADIATION> | [5 empty] | dm:ClassOfFunctionalObject
INSTRUMENT LOOP | [5 empty] | INSTRUMENT LOOP FOR SAND DETECTION | [5 empty] | rdl:RDS2229113 |  | An <INSTRUMENT LOOP FOR SAND DETECTION> is an <INSTRUMENT LOOP> for <SAND DETECTION> | [5 empty] | dm:ClassOfFunctionalObject
INSTRUMENT LOOP | [5 empty] | INSTRUMENT LOOP FOR SPEED | [5 empty] | rdl:RDS2229114 |  | An <INSTRUMENT LOOP FOR SPEED> is an <INSTRUMENT LOOP> for <SPEED> | [5 empty] | dm:ClassOfFunctionalObject
INSTRUMENT LOOP | [5 empty] | INSTRUMENT LOOP FOR TEMPERATURE | [5 empty] | rdl:RDS2221125 |  | An <INSTRUMENT LOOP FOR TEMPERATURE> is an <INSTRUMENT LOOP> for <TEMPERATURE> | [5 empty] | dm:ClassOfFunctionalObject
INSTRUMENT LOOP | [5 empty] | INSTRUMENT LOOP FOR WATER DETECTION | [5 empty] | rdl:RDS2229117 |  | An <INSTRUMENT LOOP FOR WATER DETECTION> is an <INSTRUMENT LOOP> for detection of presence of water | [5 empty] | dm:ClassOfFunctionalObject
INSTRUMENT LOOP | [5 empty] | INSTRUMENT LOOP FOR WEIGHT | [5 empty] | rdl:RDS2229118 |  | An <INSTRUMENT LOOP FOR WEIGHT> is an <INSTRUMENT LOOP> for <WEIGHT> | [5 empty] | dm:ClassOfFunctionalObject
INSTRUMENT LOOP | INSTRUMENTATION ITEM |  |  |  |  | PNEUMATIC INSTRUMENT LOOP | [5 empty] | rdl:RDS2224303 |  | A <PNEUMATIC INSTRUMENT LOOP> is an <INSTRUMENTATION ITEM> and an <INSTRUMENT LOOP> composed of two or more <PNEUMATIC SIGNAL LOOP ELEMENT>s | [5 empty] | dm:ClassOfInanimatePhysicalObject
INSTRUMENTATION FUNCTION | SIGNAL CIRCUIT ELEMENT |  |  |  | INSTRUMENT LOOP ELEMENT | [5 empty] | rdl:RDS222220 |  | An <INSTRUMENT LOOP ELEMENT> is a <INSTRUMENTATION FUNCTION> and a <SIGNAL CIRCUIT ELEMENT> capable of operating as a part in an <INSTRUMENT LOOP> | [5 empty] | dm:ClassOfFunctionalObject
INSTRUMENT LOOP ELEMENT | INSTRUMENTATION ITEM |  |  |  |  | 3-15 PSIG SIGNAL LOOP ELEMENT | [5 empty] | rdl:RDS2224302 |  | A <3-15 PSIG SIGNAL LOOP ELEMENT> is an <INSTRUMENTATION ITEM> and an <INSTRUMENT LOOP ELEMENT> that can be installed in a <PNEUMATIC INSTRUMENT LOOP SYSTEM> | [5 empty] | dm:ClassOfInanimatePhysicalObject
ELECTRICAL APPARATUS | ELECTRICAL ELEMENT | INSTRUMENT LOOP ELEMENT |  |  |  | CURRENT SIGNAL LOOP ELEMENT | [5 empty] | rdl:RDS2221029 |  | A <CURRENT SIGNAL LOOP ELEMENT> is an <INSTRUMENT LOOP ELEMENT> and an <ELECTRICAL ELEMENT> that has the capability of <PARTAKING> in an <ANALOG CURRENT LOOP> | [5 empty] | dm:ClassOfFunctionalObject
CURRENT SIGNAL LOOP ELEMENT | INSTRUMENTATION ITEM | [5 empty] | 10-50 mA SIGNAL LOOP ELEMENT | [5 empty] | rdl:RDS1422806811 |  | A <10-50 mA SIGNAL LOOP ELEMENT> is an <INSTRUMENTATION ITEM> and a <CURRENT SIGNAL LOOP ELEMENT> that can be installed in a <10-50 mA SIGNAL LOOP> | [5 empty] | dm:ClassOfInanimatePhysicalObject
CURRENT SIGNAL LOOP ELEMENT | INSTRUMENTATION ITEM | [5 empty] | 4-20 mA SIGNAL LOOP ELEMENT | [5 empty] | rdl:RDS1422805611 |  | A <4-20 mA SIGNAL LOOP ELEMENT> is an <INSTRUMENTATION ITEM> and a <CURRENT SIGNAL LOOP ELEMENT> that can be installed in a <4-20 mA SIGNAL LOOP> | [5 empty] | dm:ClassOfInanimatePhysicalObject
ARTEFACT | INSTRUMENTATION FUNCTION |  |  |  | INSTRUMENTATION ITEM | [5 empty] | rdl:RDS2220012 |  | A <INSTRUMENTATION ITEM> is an <ARTEFACT> and a <INSTRUMENTATION FUNCTION> | [5 empty] | dm:ClassOfInanimatePhysicalObject
FLAME DETECTING MEASURING ELEMENT | INSTRUMENTATION ITEM |  |  |  |  | 3IR+UV FLAME DETECTING MEASURING ELEMENT | [5 empty] | rdl:RDS2225329 |  | A <3IR+ UV FLAME DETECTING MEASURING ELEMENT> is an <INSTRUMENTATION ITEM> and a <FLAME DETECTING MEASURING ELEMENT> that is based on detecting IR<RADIATION> with black body radiation compensation | [5 empty] | dm:ClassOfInanimatePhysicalObject
ABSOLUTE HUMIDITY MEASURING ELEMENT | INSTRUMENTATION ITEM |  |  |  |  | ABSOLUTE HUMIDITY PROBE | [5 empty] | rdl:RDS222504 |  | An <ABSOLUTE HUMIDITY PROBE> is an <INSTRUMENTATION ITEM> and an <ABSOLUTE HUMIDITY MEASURING ELEMENT> for measurement of <ABSOLUTE HUMIDITY> | [5 empty] | dm:ClassOfInanimatePhysicalObject
ABSOLUTE PRESSURE MEASURING ELEMENT | INSTRUMENTATION ITEM |  |  |  |  | ABSOLUTE PRESSURE MEASURING ELEMENT - DIAPHRAGM | [5 empty] | rdl:RDS222589 |  | An <ABSOLUTE PRESSURE MEASURING ELEMENT - DIAPHRAGM> is an <INSTRUMENTATION ITEM> and an <ABSOLUTE PRESSURE MEASURING ELEMENT> that is a diaphragm with a reference chamber on the side of that diaphragm that not subject to pressure. In that reference chamber an absolute vacuum is given as reference pressure | [5 empty] | dm:ClassOfInanimatePhysicalObject
ABSOLUTE PRESSURE MEASURING INSTRUMENT | INSTRUMENTATION ITEM |  |  |  |  | ABSOLUTE PRESSURE MEASURING INSTRUMENT - DIAPHRAGM | [5 empty] | rdl:RDS2227652 |  | A <ABSOLUTE PRESSURE MEASURING INSTRUMENT - DIAPHRAGM> is an <INSTRUMENTATION ITEM> and a <ABSOLUTE PRESSURE MEASURING INSTRUMENT> for the measurement of <ABSOLUTE PRESSURE>, that handles the measurement result from a <ABSOLUTE PRESSURE MEASURING ELEMENT - DIAPHRAGM> | [5 empty] | dm:ClassOfInanimatePhysicalObject
ABSOLUTE PRESSURE MEASURING ELEMENT | INSTRUMENTATION ITEM |  |  |  |  | ABSOLUTE PRESSURE MEASURING ELEMENT - CAPSULE | [5 empty] | rdl:RDS2225794 |  | A <ABSOLUTE PRESSURE MEASURING ELEMENT - CAPSULE> is an <INSTRUMENTATION ITEM> and a <ABSOLUTE PRESSURE MEASURING ELEMENT> that is a small, flexible metal box called an aneroid cell (capsule), which usually is made from an alloy of beryllium and copper | [5 empty] | dm:ClassOfInanimatePhysicalObject
INSTRUMENTATION ITEM | PROXIMITY MEASURING ELEMENT |  |  |  |  | ACOUSTIC PROXIMITY PROBE | [5 empty] | rdl:RDS1466004581 |  | An <ACOUSTIC PROXIMITY PROBE> is an <INSTRUMENTATION ITEM> and a <PROXIMITY MEASURING ELEMENT> where acoustic signals are sent out, with the time of echo return being a measure of distance to an obstacle | [5 empty] | dm:ClassOfInanimatePhysicalObject
INSTRUMENTATION ITEM | PRESSURE REGULATOR |  |  |  |  | AIR PRESSURE REGULATOR | [5 empty] | rdl:RDS5794822 |  | An <AIR PRESSURE REGULATOR> is an <INSTRUMENTATION ITEM> and a <PRESSURE REGULATOR> that is intended to control the air supply pressure to a consumer and keeping it invariable independent of the air consumption | [5 empty] | dm:ClassOfInanimatePhysicalObject
INSTRUMENTATION ITEM | STATE WARNER | SYSTEM |  |  |  | ALARM SYSTEM | [5 empty] | rdl:RDS13310335 |  | An <ALARM SYSTEM> is an <INSTRUMENTATION ITEM> and a <STATE WARNER> and a <SYSTEM> giving alarm if measured values get outside set values | [5 empty] | dm:ClassOfInanimatePhysicalObject
ALARM SYSTEM | [6 empty] | ANNUNCIATOR | [5 empty] | rdl:RDS13611605 |  | An <ANNUNCIATOR> is an <ALARM SYSTEM> that is an electronically controlled device that signals or sounds an alarm when conditions deviate from normal or from predetermined levels of pressure, heat, or speed in a process or in operating equipment | [5 empty] | dm:ClassOfInanimatePhysicalObject
ALARM SYSTEM | [6 empty] | AUDIBLE ALARM | [5 empty] | rdl:RDS13611560 |  | An <AUDIBLE ALARM> is an <ALARM SYSTEM> giving audible signal | [5 empty] | dm:ClassOfInanimatePhysicalObject
AUDIBLE ALARM | [7 empty] | EXTINGUISHANT AUDIBLE ALARM | [5 empty] | rdl:RDS1299202511 |  | An <EXTINGUISHANT AUDIBLE ALARM> is an <AUDIBLE ALARM> reflecting the status of the fire extinguishant | [5 empty] | dm:ClassOfInanimatePhysicalObject
AUDIBLE ALARM | [7 empty] | HORN | [5 empty] | rdl:RDS2224600 |  | A <HORN> is an <AUDIBLE ALARM> that makes a loud warning sound | [5 empty] | dm:ClassOfInanimatePhysicalObject
AUDIBLE ALARM | [7 empty] | SIREN | [5 empty] | rdl:RDS2224556 |  | A <SIREN> is an <AUDIBLE ALARM> that makes a loud prolonged signal or warning sound | [5 empty] | dm:ClassOfInanimatePhysicalObject
ALARM SYSTEM | [6 empty] | BURST ALARM | [5 empty] | rdl:RDS8373148 |  | A <BURST ALARM> is an <ALARM SYSTEM> intended for use with a rupture disc | [5 empty] | dm:ClassOfInanimatePhysicalObject
ALARM SYSTEM | [6 empty] | CO2 PREDISCHARGE ALARM | [5 empty] | rdl:RDS296954 |  | A <CO2 PREDISCHARGE ALARM> is an <ALARM SYSTEM> which is activated prior to discharge of CO2 into an area | [5 empty] | dm:ClassOfInanimatePhysicalObject
ALARM SYSTEM | [6 empty] | HALON CO2 ALARM HORN | [5 empty] | rdl:RDS303749 |  | A <HALON CO2 ALARM HORN> is an <ALARM SYSTEM> which is a horn which is actvated when halon or CO2 is released in an area/room | [5 empty] | dm:ClassOfInanimatePhysicalObject
ALARM SYSTEM | [6 empty] | MANUAL FIRE ALARM | [5 empty] | rdl:RDS306134 |  | A <MANUAL FIRE ALARM> is an <ALARM SYSTEM> that is a fire alarm that is activated manually | [5 empty] | dm:ClassOfInanimatePhysicalObject
ALARM SYSTEM | PUBLIC ADDRESS SYSTEM | [5 empty] | PUBLIC ADDRESS AND ALARM SYSTEM | [5 empty] | rdl:RDS1300133871 |  | A <PUBLIC ADDRESS AND ALARM SYSTEM> is an <ALARM SYSTEM> and a <PUBLIC ADDRESS SYSTEM> | [5 empty] | dm:ClassOfInanimatePhysicalObject
ALARM SYSTEM | LAMP | [5 empty] | WARNING LAMP | [5 empty] | rdl:RDS314774 |  | A <WARNING LAMP> is an <ALARM SYSTEM> and a <LAMP> that is activated when something abnormal occurs in a system | [5 empty] | dm:ClassOfInanimatePhysicalObject
ELECTRIC CHARGE MEASURING INSTRUMENT | INSTRUMENTATION ITEM |  |  |  |  | AMPERE-HOUR METER | [5 empty] | rdl:RDS915524 |  | An <AMPERE-HOUR METER> is an <INSTRUMENTATION ITEM> and a <ELECTRIC CHARGE MEASURING INSTRUMENT> that is intended to measure the total electric charge that passes a given point during a given period of time | [5 empty] | dm:ClassOfInanimatePhysicalObject
ELECTRIC CURRENT MEASURING INSTRUMENT | INSTRUMENTATION ITEM |  |  |  |  | AMPEREMETER | [5 empty] | rdl:RDS870569 |  | An <AMPEREMETER> is an <INSTRUMENTATION ITEM> and an <ELECTRIC CURRENT MEASURING INSTRUMENT> for measurement of <ELECTRIC CURRENT> | [5 empty] | dm:ClassOfInanimatePhysicalObject
AMPEREMETER | [6 empty] | DYNAMOMETER AMMETER | [5 empty] | rdl:RDS7924183 |  | A <DYNAMOMETER AMMETER> is an <AMPEREMETER> operating according to the dynamometric principle | [5 empty] | dm:ClassOfInanimatePhysicalObject
AMPEREMETER | INTEGRATING METER | [5 empty] | INTEGRATING AMPEREMETER | [5 empty] | rdl:RDS871154 |  | An <INTEGRATING AMPEREMETER> is an <AMPEREMETER> and an <INTEGRATING METER> that is measuring the time integral of ampere | [5 empty] | dm:ClassOfInanimatePhysicalObject
INSTRUMENTATION ITEM | SPECIFIC GRAVITY MEASURING INSTRUMENT |  |  |  |  | AREOMETER | [5 empty] | rdl:RDS8180060 |  | An <AREOMETER> is a <INSTRUMENTATION ITEM> and a <SPECIFIC GRAVITY MEASURING INSTRUMENT> consisting of a graduated glass tube terminating in a loaded bulb, for measuring the specific gravity of fluids | [5 empty] | dm:ClassOfInanimatePhysicalObject
ASTATIC | INSTRUMENTATION ITEM |  |  |  |  | ASTATIC INSTRUMENT | [5 empty] | rdl:RDS916604 |  | An <ASTATIC INSTRUMENT> is an <INSTRUMENTATION ITEM> having an <ASTATIC> (Status) | [5 empty] | dm:ClassOfInanimatePhysicalObject
DISPLACEMENT MEASURING ELEMENT | INSTRUMENTATION ITEM |  |  |  |  | AXIAL DISPLACEMENT PROBE | [5 empty] | rdl:RDS6500874 |  | An <AXIAL DISPLACEMENT PROBE> is an <INSTRUMENTATION ITEM> and a <DISPLACEMENT MEASURING ELEMENT> for measurement of <AXIAL DISPLACEMENT> | [5 empty] | dm:ClassOfInanimatePhysicalObject
INSTRUMENTATION ITEM | PRESSURE REGULATOR |  |  |  |  | BACK PRESSURE REGULATOR | [5 empty] | rdl:RDS1011194 |  | A <BACK PRESSURE REGULATOR> is an <INSTRUMENTATION ITEM> and a <PRESSURE REGULATOR> that uses the up-stream pressure to control the valve trim position | [5 empty] | dm:ClassOfInanimatePhysicalObject
INSTRUMENTATION ITEM | MEASURING INSTRUMENT |  |  |  |  | BARE MEASURING INSTRUMENT | [5 empty] | rdl:RDS2221810 |  | A <BARE MEASURING INSTRUMENT> is an <INSTRUMENTATION ITEM> and a <MEASURING INSTRUMENT> with an external <MEASURING ELEMENT> and without installation materials | [5 empty] | dm:ClassOfInanimatePhysicalObject
INSTRUMENTATION ITEM | TEMPERATURE GAUGE |  |  |  |  | BIMETALLIC TEMPERATURE GAUGE | [5 empty] | rdl:RDS850859 |  | A <BIMETALLIC TEMPERATURE GAUGE> is an <INSTRUMENTATION ITEM> and a <TEMPERATURE GAUGE> that is using a bimetallic strip as temperature element | [5 empty] | dm:ClassOfInanimatePhysicalObject
BIMETALLIC TEMPERATURE GAUGE | [6 empty] | BIMETALLIC TEMPERATURE GAUGE CENTRE BACK STEM | [5 empty] | rdl:RDS1471947541 |  | A <BIMETALLIC TEMPERATURE GAUGE CENTRE BACK STEM> is an <ARTEFACT> and a <TEMPERATURE GAUGE> with a <TEMPERATURE MEASURING ELEMENT - BIMETAL> where the stem is protuding from the centre of the back of the housing | [5 empty] | dm:ClassOfInanimatePhysicalObject
BIMETALLIC TEMPERATURE GAUGE | [6 empty] | BIMETALLIC TEMPERATURE GAUGE RADIAL BOTTOM STEM | [5 empty] | rdl:RDS1471952771 |  | A <BIMETALLIC TEMPERATURE GAUGE RADIAL BOTTOM STEM> is an <ARTEFACT> and a <TEMPERATURE GAUGE> with a <TEMPERATURE MEASURING ELEMENT - BIMETAL> where the stem is protuding radially from the bottom of the housing | [5 empty] | dm:ClassOfInanimatePhysicalObject
BIMETALLIC TEMPERATURE GAUGE | [6 empty] | BIMETALLIC TEMPERATURE GAUGE CENTRE BACK STEM EVERY ANGLE | [5 empty] | rdl:RDS1471956011 |  | A <BIMETALLIC TEMPERATURE GAUGE CENTRE BACK STEM EVERY ANGLE> is an <ARTEFACT> and a <TEMPERATURE GAUGE> with a <TEMPERATURE MEASURING ELEMENT - BIMETAL> where the stem is protuding from the centre of the back of the housing, and that can be mounted at any angle | [5 empty] | dm:ClassOfInanimatePhysicalObject
INSTRUMENTATION ITEM | SIGHT GLASS |  |  |  |  | BULL&amp;#39;S- EYE SIGHT GLASS | [5 empty] | rdl:RDS878579 |  | A <BULL&amp;#39;S- EYE SIGHT GLASS> is an <INSTRUMENTATION ITEM> and a <SIGHT GLASS> with a circular shape | [5 empty] | dm:ClassOfInanimatePhysicalObject
INSTRUMENTATION ITEM | MOISTURE SENSING ELEMENT |  |  |  |  | CAPACITANCE MOISTURE SENSOR | [5 empty] | rdl:RDS11468322 |  | A <CAPACITANCE MOISTURE SENSOR> is an <INSTRUMENTATION ITEM> and a <MOISTURE SENSING ELEMENT> intended to determine moisture based on the capacitance principle | [5 empty] | dm:ClassOfInanimatePhysicalObject
INSTRUMENTATION ITEM | WEIGHT MEASURING ELEMENT |  |  |  |  | CAPACITIVE LOAD CELL | [5 empty] | rdl:RDS222600 |  | A <CAPACITIVE LOAD CELL> is an <INSTRUMENTATION ITEM> and a <WEIGHT MEASURING ELEMENT> where the capacitance of a capacitor changes as the load presses the two plates of a capacitor closer together | [5 empty] | dm:ClassOfInanimatePhysicalObject
INSTRUMENTATION ITEM | PROXIMITY MEASURING ELEMENT |  |  |  |  | CAPACITIVE PROXIMITY PROBE | [5 empty] | rdl:RDS11479520 |  | A <CAPACITIVE PROXIMITY PROBE> is an <INSTRUMENTATION ITEM> and a <PROXIMITY MEASURING ELEMENT> in which when power is applied to the sensor, an electrostatic field is generated and reacts to changes in capacitance caused by the presence of a target | [5 empty] | dm:ClassOfInanimatePhysicalObject
GAS ANALYSER | INSTRUMENTATION ITEM |  |  |  |  | CATALYTIC ANALYSER | [5 empty] | rdl:RDS1066499 |  | A <CATALYTIC ANALYSER>is an <INSTRUMENTATION ITEM> and a <GAS ANALYSER> that is using catalytic combustion of gases in air or oxygen | [5 empty] | dm:ClassOfInanimatePhysicalObject
INSTRUMENTATION ITEM | MONITOR |  |  |  |  | CHANNEL MONITOR | [5 empty] | rdl:RDS5774970 |  | A <CHANNEL MONITOR> is an <INSTRUMENTATION ITEM> and a <MONITOR> that contains a number of channels in order to indicate parameter values | [5 empty] | dm:ClassOfInanimatePhysicalObject
CHANNEL MONITOR | [6 empty] | ACCELERATION CHANNEL MONITOR | [5 empty] | rdl:RDS5775241 |  | An <ACCELERATION CHANNEL MONITOR> is a <CHANNEL MONITOR> for rate of change of velocity with respect to time | [5 empty] | dm:ClassOfInanimatePhysicalObject
CHANNEL MONITOR | [6 empty] | AXIAL POSITION CHANNEL MONITOR | [5 empty] | rdl:RDS14215447 |  | An <AXIAL POSITION CHANNEL MONITOR> is a <CHANNEL MONITOR> for axial position detection | [5 empty] | dm:ClassOfInanimatePhysicalObject
CHANNEL MONITOR | [6 empty] | VIBRATION CHANNEL MONITOR | [5 empty] | rdl:RDS14215807 |  | A <VIBRATION CHANNEL MONITOR> is a <CHANNEL MONITOR> for vibration detection | [5 empty] | dm:ClassOfInanimatePhysicalObject
INSTRUMENTATION ITEM | RECORDER |  |  |  |  | CHART RECORDER | [5 empty] | rdl:RDS6588185 |  | A <CHART RECORDER> is an <INSTRUMENTATION ITEM> and a <RECORDER> that is <RECORDING> on a chart | [5 empty] | dm:ClassOfInanimatePhysicalObject
CHART RECORDER | [6 empty] | STRIP CHART RECORDER | [5 empty] | rdl:RDS915929 |  | A <STRIP CHART RECORDER> is an <CHART RECORDER> in which the chart is a strip driven by the chart driving mechanism | [5 empty] | dm:ClassOfInanimatePhysicalObject
CONDUCTIVITY MEASURING ELEMENT | INSTRUMENTATION ITEM |  |  |  |  | CONDUCTIVITY CELL | [5 empty] | rdl:RDS5770462 |  | An <CONDUCTIVITY CELL> is an <INSTRUMENTATION ITEM> and a <CONDUCTIVITY MEASURING ELEMENT> that is, when it has a Cell Constant K = 1.0, formed by two 1 cm^2 surfaces spaced 1 cm apart. Cells of different physical configuration are characterized by their own cell constant. This cell constant is a function of the electrode areas, the distance between the electrodes and the electrical field pattern between the electrodes | [5 empty] | dm:ClassOfInanimatePhysicalObject
INSTRUMENTATION ITEM | REGULATOR |  |  |  |  | CONSTANT VOLUME REGULATOR | [5 empty] | rdl:RDS297494 |  | A <CONSTANT VOLUME REGULATOR> is an <ARTEFACT> and a <REGULATOR> ensuring constant volume in a HVAC system to reduce noise | [5 empty] | dm:ClassOfInanimatePhysicalObject
INSTRUMENTATION ITEM | RECORDER |  |  |  |  | CONTINUOUS LINE RECORDER | [5 empty] | rdl:RDS916424 |  | A <CONTINUOUS LINE RECORDER> is an <INSTRUMENTATION ITEM> and a <RECORDER> that is capable of recording slowly changing measured signals/quantities | [5 empty] | dm:ClassOfInanimatePhysicalObject
INSTRUMENTATION ITEM | INSTRUMENTATION SYSTEM |  |  |  |  | CONTROL MODULE | [5 empty] | rdl:RDS5773641 |  | A <CONTROL MODULE> is an <INSTRUMENTATION ITEM> and a <INSTRUMENTATION SYSTEM> where the control and process functions are housed in a special container | [5 empty] | dm:ClassOfInanimatePhysicalObject
CONTROL MODULE | [6 empty] | SUBSEA CONTROL MODULE | [5 empty] | rdl:RDS16700620 |  | A <SUBSEA CONTROL MODULE> is a <CONTROL MODULE> that is used to control a <SUBSEA PRODUCTION SYSTEM> | [5 empty] | dm:ClassOfInanimatePhysicalObject
CONTROL MODULE | [6 empty] | SUBSEA INSTALLATION WORKOVER CONTROL | [5 empty] | rdl:RDS2228878 |  | A <SUBSEA INSTALLATION WORKOVER CONTROL> is a <CONTROL MODULE> that controls and monitors the deployment, the operation and the retrieval of subsea production equipment and is used during installation, workover, and intervention of a single subsea tree from a moored or dynamically positioned deepwater mobile offshore drilling unit (MODU) or multi-service vessel (MSV) | [5 empty] | dm:ClassOfInanimatePhysicalObject
CORROSION MEASURING ELEMENT | INSTRUMENTATION ITEM |  |  |  |  | CORROSION MEASURING ELEMENT - LINEAR POLARIZATION RESISTANCE ELEMENT | [5 empty] | rdl:RDS2228864 |  | A <CORROSION MEASURING ELEMENT - LINEAR POLARIZATION RESISTANCE ELEMENT> is an <INSTRUMENTATION ITEM> and a <CORROSION MEASURING ELEMENT> based on an electrochemical technique called Linear Polarization Resistance (LPR) | [5 empty] | dm:ClassOfInanimatePhysicalObject
CORROSION MEASURING ELEMENT | INSTRUMENTATION ITEM |  |  |  |  | CORROSION PROBE | [5 empty] | rdl:RDS648179 |  | A <CORROSION PROBE> is an <INSTRUMENTATION ITEM> and a <CORROSION MEASURING ELEMENT> that is a piece of suitable metal meant to corrode and give an indication of the corrosion rate | [5 empty] | dm:ClassOfInanimatePhysicalObject
INSTRUMENTATION ITEM | SIGNAL CONVERTER |  |  |  |  | CURRENT TO HYDRAULIC PRESSURE SIGNAL CONVERTER | [5 empty] | rdl:RDS2221830 |  | A <CURRENT TO HYDRAULIC PRESSURE SIGNAL CONVERTER> is an <INSTRUMENTATION ITEM> and a <SIGNAL CONVERTER> that is intended to convert a current input signal to a proportional linear hydraulic output signal | [5 empty] | dm:ClassOfInanimatePhysicalObject
DATA STORAGE | INSTRUMENTATION ITEM | SYSTEM |  |  |  | DATA HISTORIAN | [5 empty] | rdl:RDS1317976191 |  | A <DATA HISTORIAN> is an <INSTRUMENTATION ITEM> and a <DATA STORAGE> and a <SYSTEM> intended to capture and store large amounts of real-time data from the continuous data stream generated on the shop floor or other process related devices in a database for future analysis | [5 empty] | dm:ClassOfInanimatePhysicalObject
INSTRUMENTATION ITEM | MEASURING INSTRUMENT |  |  |  |  | DENSITOMETER | [5 empty] | rdl:RDS884789 |  | A <DENSITOMETER> is an <INSTRUMENTATION ITEM> and a <MEASURING INSTRUMENT> that measures the degree of darkness in photographic or semitransparent material. The densitometer is basically a light source aimed at a photoelectric cell which determines the density of the sample from differences in the readings | [5 empty] | dm:ClassOfInanimatePhysicalObject
DENSITY MEASURING ELEMENT | INSTRUMENTATION ITEM |  |  |  |  | DENSITY MEASURING ELEMENT - BUOYANCY | [5 empty] | rdl:RDS2227391 |  | A <DENSITY MEASURING ELEMENT - BUOYANCY> is an <INSTRUMENTATION ITEM> and a <DENSITY MEASURING ELEMENT> that uses the buoyancy of an object with a predefined shape and density that is partially or fully submerged in a fluid | [5 empty] | dm:ClassOfInanimatePhysicalObject
DENSITY MEASURING ELEMENT | INSTRUMENTATION ITEM |  |  |  |  | DENSITY MEASURING ELEMENT - HYDROSTATIC PRESSURE | [5 empty] | rdl:RDS2225381 |  | A <DENSITY MEASURING ELEMENT - HYDROSTATIC PRESSURE> is an <INSTRUMENTATION ITEM> and a <DENSITY MEASURING ELEMENT> that is based on measuring <HYDROSTATIC PRESSURE> | [5 empty] | dm:ClassOfInanimatePhysicalObject
DENSITY MEASURING ELEMENT | INSTRUMENTATION ITEM |  |  |  |  | DENSITY MEASURING ELEMENT - MICROWAVE | [5 empty] | rdl:RDS2227394 |  | A <DENSITY MEASURING ELEMENT - MICROWAVE> is an <INSTRUMENTATION ITEM> and a <DENSITY MEASURING ELEMENT> that measures the absorption of microwave radiation or the change of the microwave velocity by a medium | [5 empty] | dm:ClassOfInanimatePhysicalObject
DENSITY MEASURING ELEMENT | INSTRUMENTATION ITEM |  |  |  |  | DENSITY MEASURING ELEMENT - NUCLEAR | [5 empty] | rdl:RDS2225382 |  | A <DENSITY MEASURING ELEMENT - NUCLEAR> is an <INSTRUMENTATION ITEM> and a <DENSITY MEASURING ELEMENT> that measures the absorption of (gamma) nuclear radiation by a medium | [5 empty] | dm:ClassOfInanimatePhysicalObject
DENSITY MEASURING ELEMENT | INSTRUMENTATION ITEM |  |  |  |  | DENSITY MEASURING ELEMENT - REFRACTIVE | [5 empty] | rdl:RDS2227392 |  | A <DENSITY MEASURING ELEMENT - REFRACTIVE> is an <INSTRUMENTATION ITEM> and a <DENSITY MEASURING ELEMENT> that measures the refractive index of a liquid | [5 empty] | dm:ClassOfInanimatePhysicalObject
DENSITY MEASURING ELEMENT | INSTRUMENTATION ITEM |  |  |  |  | DENSITY MEASURING ELEMENT - SONIC NOZZLE | [5 empty] | rdl:RDS2227395 |  | A <DENSITY MEASURING ELEMENT -SONIC NOZZLE> is an <INSTRUMENTATION ITEM> and a <DENSITY MEASURING ELEMENT> that measures the inlet pressure and temperature of a gas entering a critical flow nozzle | [5 empty] | dm:ClassOfInanimatePhysicalObject
DENSITY MEASURING ELEMENT | INSTRUMENTATION ITEM |  |  |  |  | DENSITY MEASURING ELEMENT - ULTRASONIC | [5 empty] | rdl:RDS2227393 |  | A <DENSITY MEASURING ELEMENT - ULTRASONIC> is an <INSTRUMENTATION ITEM> and a <DENSITY MEASURING ELEMENT> that measures the velocity of ultrasonic waves in a medium | [5 empty] | dm:ClassOfInanimatePhysicalObject
DENSITY MEASURING ELEMENT | INSTRUMENTATION ITEM |  |  |  |  | DENSITY MEASURING ELEMENT - VIBRATION | [5 empty] | rdl:RDS2225383 |  | A <DENSITY MEASURING ELEMENT - VIBRATION> is an <INSTRUMENTATION ITEM> and a <DENSITY MEASURING ELEMENT> that is based on measuring by means of <VIBRARION> | [5 empty] | dm:ClassOfInanimatePhysicalObject
DENSITY MEASURING ELEMENT - VIBRATION | [6 empty] | DENSITY MEASURING ELEMENT - VIBRATING FORK OR ROD | [5 empty] | rdl:RDS2227390 |  | A <DENSITY MEASURING ELEMENT - VIBRATING FORK OR ROD> is a <DENSITY MEASURING ELEMENT - VIBRATION> that measures the frequency of vibration of a fork or rod which is located in a fluid | [5 empty] | dm:ClassOfInanimatePhysicalObject
DENSITY MEASURING ELEMENT - VIBRATION | [6 empty] | DENSITY MEASURING ELEMENT - VIBRATING TUBE | [5 empty] | rdl:RDS2227389 |  | A <DENSITY MEASURING ELEMENT - VIBRATING TUBE> is a <DENSITY MEASURING ELEMENT - VIBRATION> that measures the oscillating frequency of fluid-filled tubes | [5 empty] | dm:ClassOfInanimatePhysicalObject
DENSITY MEASURING INSTRUMENT | INSTRUMENTATION ITEM |  |  |  |  | DENSITY MEASURING INSTRUMENT - VIBRATING FORK OR ROD | [5 empty] | rdl:RDS2227386 |  | A <DENSITY MEASURING INSTRUMENT - VIBRATING FORK OR ROD> is an <INSTRUMENTATION ITEM> and a <DENSITY MEASURING INSTRUMENT> that handles the measurement results of a <DENSITY MEASURING ELEMENT - VIBRATING FORK OR ROD> | [5 empty] | dm:ClassOfInanimatePhysicalObject
INSTRUMENTATION ITEM | MEASURING INSTRUMENT |  |  |  |  | DENSITY MEASURING INSTRUMENT | [5 empty] | rdl:RDS2225384 |  | A <DENSITY MEASURING INSTRUMENT> is an <INSTRUMENTATION ITEM> and a <MEASURING INSTRUMENT> that is used to measure <DENSITY> that handles the measurement result from a <DENSITY MEASURING ELEMENT> | [5 empty] | dm:ClassOfFunctionalObject
DENSITY MEASURING INSTRUMENT | INSTRUMENTATION ITEM | [5 empty] | DENSITY MEASURING INSTRUMENT - BUOYANCY | [5 empty] | rdl:RDS2227382 |  | A <DENSITY MEASURING INSTRUMENT - BUOYANCY> is an <INSTRUMENTATION ITEM> and a <DENSITY MEASURING INSTRUMENT> that handles the measurement results of a <DENSITY MEASURING ELEMENT - BUOYANCY> | [5 empty] | dm:ClassOfInanimatePhysicalObject
DENSITY MEASURING INSTRUMENT | INSTRUMENTATION ITEM | [5 empty] | DENSITY MEASURING INSTRUMENT - MICROWAVE | [5 empty] | rdl:RDS2227388 |  | A <DENSITY MEASURING INSTRUMENT - MICROWAVE> is an <INSTRUMENTATION ITEM> and a <DENSITY MEASURING INSTRUMENT> that handles the measurement results of a <DENSITY MEASURING ELEMENT - MICROWAVE> | [5 empty] | dm:ClassOfInanimatePhysicalObject
DENSITY MEASURING INSTRUMENT | INSTRUMENTATION ITEM | [5 empty] | DENSITY MEASURING INSTRUMENT - NUCLEAR | [5 empty] | rdl:RDS2227385 |  | A <DENSITY MEASURING INSTRUMENT - NUCLEAR> is an <INSTRUMENTATION ITEM> and a <DENSITY MEASURING INSTRUMENT> that handles the measurement results of a <DENSITY MEASURING ELEMENT - NUCLEAR> | [5 empty] | dm:ClassOfInanimatePhysicalObject
DENSITY MEASURING INSTRUMENT | INSTRUMENTATION ITEM | [5 empty] | DENSITY MEASURING INSTRUMENT - REFRACTIVE | [5 empty] | rdl:RDS2227383 |  | A <DENSITY MEASURING INSTRUMENT - REFRACTIVE> is an <INSTRUMENTATION ITEM> and a <DENSITY MEASURING INSTRUMENT> that handles the measurement results of a <DENSITY MEASURING ELEMENT - REFRACTIVE | [5 empty] | dm:ClassOfInanimatePhysicalObject
DENSITY MEASURING INSTRUMENT | INSTRUMENTATION ITEM | [5 empty] | DENSITY MEASURING INSTRUMENT - ULTRASONIC | [5 empty] | rdl:RDS2227387 |  | A <DENSITY MEASURING INSTRUMENT - ULTRASONIC> is an <INSTRUMENTATION ITEM> and a <DENSITY MEASURING INSTRUMENT> that handles the measurement results of a <DENSITY MEASURING ELEMENT - ULTRASONIC> | [5 empty] | dm:ClassOfInanimatePhysicalObject
DENSITY MEASURING INSTRUMENT | INSTRUMENTATION ITEM | [5 empty] | DENSITY MEASURING INSTRUMENT - VIBRATING TUBE | [5 empty] | rdl:RDS2227384 |  | A <DENSITY MEASURING INSTRUMENT - VIBRATING TUBE> is an <INSTRUMENTATION ITEM> and a <DENSITY MEASURING INSTRUMENT> that handles the measurement results of a <DENSITY MEASURING ELEMENT - VIBRATING TUBE> | [5 empty] | dm:ClassOfInanimatePhysicalObject
INSTRUMENTATION ITEM | TRANSDUCER |  |  |  |  | DIAPHRAGM SEAL | [5 empty] | rdl:RDS298079 |  | A <DIAPHRAGM SEAL> is an <INSTRUMENTATION ITEM> and a <TRANSDUCER> that provides a <BARRIER> between two substance using an impenetrable membrane or <DIAPHRAGM> | [5 empty] | dm:ClassOfInanimatePhysicalObject
DIAPHRAGM SEAL | [6 empty] | DIAPHRAGM SEAL - EXTENDED | [5 empty] | rdl:RDS2221835 |  | A <DIAPHRAGM SEAL - EXTENDED> is a <DIAPHRAGM SEAL> where the <DIAPHRAGM> is mounted on a protruding tube | [5 empty] | dm:ClassOfInanimatePhysicalObject
DIAPHRAGM SEAL | [6 empty] | DIAPHRAGM SEAL - FLUSH FLANGED | [5 empty] | rdl:RDS2221833 |  | A <DIAPHRAGM SEAL - FLUSH FLANGED> is a <DIAPHRAGM SEAL> with a <FLANGE> where the <DIAPHRAGM> is flush with the flange face | [5 empty] | dm:ClassOfInanimatePhysicalObject
DIAPHRAGM SEAL | [6 empty] | DIAPHRAGM SEAL - IMMERSED CAPSULE | [5 empty] | rdl:RDS2221832 |  | A <DIAPHRAGM SEAL - IMMERSED CAPSULE> is a <DIAPHRAGM SEAL> with a protruding capsule sensor for direct immersion | [5 empty] | dm:ClassOfInanimatePhysicalObject
DIAPHRAGM SEAL | [6 empty] | DIAPHRAGM SEAL - INLINE | [5 empty] | rdl:RDS2221834 |  | A <DIAPHRAGM SEAL - INLINE> is a <DIAPHRAGM SEAL> that is circular, mounted around a <PIPE SECTION> | [5 empty] | dm:ClassOfInanimatePhysicalObject
GAUGE PRESSURE MEASURING ELEMENT | INSTRUMENTATION ITEM |  |  |  |  | DIAPHRAGM SEAL ASSEMBLY | [5 empty] | rdl:RDS1469940001 |  | A <DIAPHRAGM SEAL ASSEMBLY> is an <INSTRUMENTATION ITEM> and a < GAUGE PRESSURE MEASURING ELEMENT> that consists of a <DIAPHRAGM SEAL> and additional parts like <CAPILLARY TUBE> required to transfer the pressure from the fluid to the process connection of the device in focus | [5 empty] | dm:ClassOfInanimatePhysicalObject
DIAPHRAGM SEAL ASSEMBLY | [6 empty] | TWO REMOTE SEALS DIAPHRAGM SEAL ASSEMBLY | [5 empty] | rdl:RDS1469942981 |  | A <TWO REMOTE SEALS DIAPHRAGM SEAL ASSEMBLY> is a <DIAPHRAGM SEAL ASSEMBLY> that consists of two <DIAPHRAGM SEAL>s and <CAPILLARY TUBE>s, and additional parts required for the connection | [5 empty] | dm:ClassOfInanimatePhysicalObject
DIFFERENTIAL PRESSURE MEASURING INSTRUMENT | INSTRUMENTATION ITEM |  |  |  |  | DIFFERENTIAL PRESSURE MEASURING INSTRUMENT - DIAPHRAGM | [5 empty] | rdl:RDS2227654 |  | A <DIFFERENTIAL PRESSURE MEASURING INSTRUMENT - DIAPHRAGM> is an <INSTRUMENTATION ITEM> and a <DIFFERENTIAL PRESSURE MEASURING INSTRUMENT> that handles the measurement result from a <DIFFERENTIAL PRESSURE MEASURING ELEMENT - DIAPHRAGM> | [5 empty] | dm:ClassOfInanimatePhysicalObject
DIFFERENTIAL PRESSURE MEASURING INSTRUMENT | INSTRUMENTATION ITEM |  |  |  |  | DIFFERENTIAL PRESSURE MEASURING INSTRUMENT - DIAPHRAGM SEAL | [5 empty] | rdl:RDS2228147 |  | A <DIFFERENTIAL PRESSURE MEASURING INSTRUMENT - DIAPHRAGM SEAL> is an <INSTRUMENTATION ITEM> and a <DIFFERENTIAL PRESSURE MEASURING INSTRUMENT> that handles the measurement result from a <DIFFERENTIAL PRESSURE MEASURING ELEMENT - DIAPHRAGM SEAL> | [5 empty] | dm:ClassOfInanimatePhysicalObject
DIFFERENTIAL PRESSURE MEASURING ELEMENT | INSTRUMENTATION ITEM |  |  |  |  | DIFFERENTIAL PRESSURE MEASURING ELEMENT - BELLOWS | [5 empty] | rdl:RDS222591 |  | A <DIFFERENTIAL PRESSURE MEASURING ELEMENT - BELLOWS> is an <INSTRUMENTATION ITEM> and a <DIFFERENTIAL PRESSURE MEASURING ELEMENT> that is a bellows. The pressure of the media acts on both sides of this bellows upon which it moves, and this movement is a measurement for the pressure difference | [5 empty] | dm:ClassOfInanimatePhysicalObject
DIFFERENTIAL PRESSURE MEASURING ELEMENT | INSTRUMENTATION ITEM |  |  |  |  | DIFFERENTIAL PRESSURE MEASURING ELEMENT - BOURDON | [5 empty] | rdl:RDS2225791 |  | A <DIFFERENTIAL PRESSURE MEASURING ELEMENT - BOURDON> is an <INSTRUMENTATION ITEM> and a <DIFFERENTIAL PRESSURE MEASURING ELEMENT> that is a Bourdon tube placed in a chamber with the opposite pressure | [5 empty] | dm:ClassOfInanimatePhysicalObject
DIFFERENTIAL PRESSURE MEASURING ELEMENT | INSTRUMENTATION ITEM |  |  |  |  | DIFFERENTIAL PRESSURE MEASURING ELEMENT - PISTON | [5 empty] | rdl:RDS2225792 |  | A <DIFFERENTIAL PRESSURE MEASURING ELEMENT - PISTON> is an <INSTRUMENTATION ITEM> and a <DIFFERENTIAL PRESSURE MEASURING ELEMENT> where the high and low pressure are separated by a <PISTON> | [5 empty] | dm:ClassOfInanimatePhysicalObject
INSTRUMENTATION ITEM | PRESSURE REGULATOR |  |  |  |  | DIFFERENTIAL PRESSURE REGULATOR | [5 empty] | rdl:RDS879344 |  | A <DIFFERENTIAL PRESSURE REGULATOR> is an <INSTRUMENTATION ITEM> and a <PRESSURE REGULATOR> that uses the differential pressure to control the valve trim and regulate the pressure in a process system | [5 empty] | dm:ClassOfInanimatePhysicalObject
DIFFERENTIAL PRESSURE MEASURING ELEMENT | INSTRUMENTATION ITEM |  |  |  |  | DIFFERENTIAL PRESSURE MEASURING ELEMENT - LIQUID COLUMN | [5 empty] | rdl:RDS2228199 |  | A <DIFFERENTIAL PRESSURE MEASURING ELEMENT - LIQUID COLUMN> is an <INSTRUMENTATION ITEM> and a <DIFFERENTIAL PRESSURE MEASURING ELEMENT> for low pressure measurement, consisting of a tube filled with a liquid, the level of the liquid being determined by the fluid pressure and the height of the liquid | [5 empty] | dm:ClassOfInanimatePhysicalObject
DIFFERENTIAL PRESSURE MEASURING ELEMENT | INSTRUMENTATION ITEM |  |  |  |  | DIFFERENTIAL PRESSURE MEASURING ELEMENT - DIAPHRAGM | [5 empty] | rdl:RDS222590 |  | A <DIFFERENTIAL PRESSURE MEASURING ELEMENT - DIAPHRAGM> is an <INSTRUMENTATION ITEM> and a <DIFFERENTIAL PRESSURE MEASURING ELEMENT> where two sealed media chambers are separated by a diaphragm. The deflection caused in this way is used as a measurement for the pressure difference | [5 empty] | dm:ClassOfInanimatePhysicalObject
DIFFERENTIAL PRESSURE MEASURING INSTRUMENT | INSTRUMENTATION ITEM |  |  |  |  | DIFFERENTIAL PRESSURE MEASURING INSTRUMENT - BOURDON | [5 empty] | rdl:RDS2228145 |  | A <DIFFERENTIAL PRESSURE MEASURING INSTRUMENT - BOURDON> is an <INSTRUMENTATION ITEM> and a <DIFFERENTIAL PRESSURE MEASURING INSTRUMENT> that handles the measurement result from a <DIFFERENTIAL PRESSURE MEASURING ELEMENT - BOURDON> | [5 empty] | dm:ClassOfInanimatePhysicalObject
DIFFERENTIAL PRESSURE MEASURING INSTRUMENT | INSTRUMENTATION ITEM |  |  |  |  | DIFFERENTIAL PRESSURE MEASURING INSTRUMENT - PISTON | [5 empty] | rdl:RDS2228146 |  | A <DIFFERENTIAL PRESSURE MEASURING INSTRUMENT - PISTON> is an <INSTRUMENTATION ITEM> and a <DIFFERENTIAL PRESSURE MEASURING INSTRUMENT> that handles the measurement result from a <DIFFERENTIAL PRESSURE MEASURING ELEMENT - PISTON> | [5 empty] | dm:ClassOfInanimatePhysicalObject
DIFFERENTIAL PRESSURE MEASURING INSTRUMENT | INSTRUMENTATION ITEM |  |  |  |  | DIFFERENTIAL PRESSURE MEASURING INSTRUMENT - BELLOWS | [5 empty] | rdl:RDS2227653 |  | A <DIFFERENTIAL PRESSURE MEASURING INSTRUMENT - BELLOWS> is an <INSTRUMENTATION ITEM> and a <DIFFERENTIAL PRESSURE MEASURING INSTRUMENT> that handles the measurement result from a <DIFFERENTIAL PRESSURE MEASURING ELEMENT - BELLOWS> | [5 empty] | dm:ClassOfInanimatePhysicalObject
DIFFERENTIAL PRESSURE MEASURING ELEMENT | INSTRUMENTATION ITEM |  |  |  |  | DIFFERENTIAL PRESSURE MEASURING ELEMENT - DIAPHRAGM SEAL | [5 empty] | rdl:RDS2228191 |  | A <DIFFERENTIAL PRESSURE MEASURING ELEMENT - DIAPHRAGM SEAL> is an <INSTRUMENTATION ITEM> and a <DIFFERENTIAL PRESSURE MEASURING ELEMENT> where both <CONNECTION POINT>s are equipped with a <DIAPHRAGM SEAL> | [5 empty] | dm:ClassOfInanimatePhysicalObject
DIFFERENTIAL TEMPERATURE SWITCH | INSTRUMENTATION ITEM |  |  |  |  | DIFFERENTIAL TEMPERATURE MEASURING INSTRUMENT - DOUBLE BULB | [5 empty] | rdl:RDS2227378 |  | A <DIFFERENTIAL TEMPERATURE MEASURING INSTRUMENT - DOUBLE BULB> is an <INSTRUMENTATION ITEM> and a <DIFFERENTIAL TEMPERATURE SWITCH> that handles the measurement results of a <DIFFERENTIAL TEMPERATURE MEASURING ELEMENT - DOUBLE BULB> | [5 empty] | dm:ClassOfInanimatePhysicalObject
DIFFERENTIAL TEMPERATURE SWITCH | INSTRUMENTATION ITEM |  |  |  |  | DIFFERENTIAL TEMPERATURE MEASURING INSTRUMENT - RESISTANCE | [5 empty] | rdl:RDS2227379 |  | A <DIFFERENTIAL TEMPERATURE MEASURING INSTRUMENT - RESISTANCE> is an <INSTRUMENTATION ITEM> and a <DIFFERENTIAL TEMPERATURE SWITCH> that handles the measurement results of a <DIFFERENTIAL TEMPERATURE MEASURING ELEMENT - RESISTANCE> | [5 empty] | dm:ClassOfInanimatePhysicalObject
DIFFERENTIAL TEMPERATURE SWITCH | INSTRUMENTATION ITEM |  |  |  |  | DIFFERENTIAL TEMPERATURE MEASURING INSTRUMENT - DOUBLE BIMETAL | [5 empty] | rdl:RDS2227377 |  | A <DIFFERENTIAL TEMPERATURE MEASURING INSTRUMENT - DOUBLE BIMETAL> is an <INSTRUMENTATION ITEM> and a <DIFFERENTIAL TEMPERATURE SWITCH> that handles the measurement results of a <DIFFERENTIAL TEMPERATURE MEASURING ELEMENT - DOUBLE BIMETAL> | [5 empty] | dm:ClassOfInanimatePhysicalObject
DIFFERENTIAL TEMPERATURE SWITCH | INSTRUMENTATION ITEM |  |  |  |  | DIFFERENTIAL TEMPERATURE MEASURING INSTRUMENT - THERMOCOUPLE | [5 empty] | rdl:RDS2227380 |  | A <DIFFERENTIAL TEMPERATURE MEASURING INSTRUMENT - THERMOCOUPLE> is an <INSTRUMENTATION ITEM> and a <DIFFERENTIAL TEMPERATURE SWITCH> that handles the measurement results of a <DIFFERENTIAL TEMPERATURE MEASURING ELEMENT - THERMOCOUPLE> | [5 empty] | dm:ClassOfInanimatePhysicalObject
INSTRUMENTATION ITEM | PRESSURE REGULATOR |  |  |  |  | DIRECT OPERATED PRESSURE REGULATOR | [5 empty] | rdl:RDS879524 |  | A <DIRECT OPERATED PRESSURE REGULATOR> is an <INSTRUMENTATION ITEM> and a <PRESSURE REGULATOR> that is using direct feed back of the outlet pressure to correct the valve trim position and maintain a constant outlet pressure independent of the flow | [5 empty] | dm:ClassOfInanimatePhysicalObject
INSTRUMENTATION ITEM | RECORDER |  |  |  |  | DISC RECORDER | [5 empty] | rdl:RDS916064 |  | A <DISC RECORDER> is an <INSTRUMENTATION ITEM> and a <RECORDER> that records data on a rotating recordable disc | [5 empty] | dm:ClassOfInanimatePhysicalObject
GAS ANALYSER | INSTRUMENTATION ITEM |  |  |  |  | DISPERSIVE INFRA-RED GAS ANALYSER | [5 empty] | rdl:RDS1066634 |  | A <DISPERSIVE INFRA-RED GAS ANALYSER>is an <INSTRUMENTATION ITEM> and a <GAS ANALYSER> in which the absorption of a specific wavelength or <IR> radiation is measured by dispersing the <IR> radiation from a source through a prism, grating, or filter before passing it through the gas, and detecting this radiation by a broad band sensor | [5 empty] | dm:ClassOfInanimatePhysicalObject
INSTRUMENTATION ITEM | [5 empty] | DISTRIBUTED CONROL SYSTEM | [5 empty] | rdl:RDS2224538 |  | A <DISTRIBUTED CONROL SYSTEM> is a <CONTROL SYSTEM> for a <PROCESS> or <PLANT> usually with a large number of <CONTROL LOOP>s, in which autonomous controllers are distributed throughout the system, but there is central operator supervisory control (source: Wikipedia) | [5 empty] | dm:ClassOfInanimatePhysicalObject
INSTRUMENTATION ITEM | SIGHT GLASS |  |  |  |  | DOUBLE WALL SIGHT GLASS | [5 empty] | rdl:RDS4316635631 |  | A <DOUBLE WALL SIGHT GLASS> is an <INSTRUMENTATION ITEM> and a <SIGHT GLASS> that consists of a double glass inspection wall | [5 empty] | dm:ClassOfInanimatePhysicalObject
INSTRUMENTATION ITEM | PRESSURE MEASURING INSTRUMENT |  |  |  |  | DRAFT PRESSURE MEASURING INSTRUMENT | [5 empty] | rdl:RDS2228148 |  | A <DRAFT PRESSURE MEASURING INSTRUMENT> is an <INSTRUMENTATION ITEM> and a <PRESSURE MEASURING INSTRUMENT> that handles the measurement result from a <DRAFT PRESSURE MEASURING ELEMENT> | [5 empty] | dm:ClassOfFunctionalObject
DRAFT PRESSURE MEASURING INSTRUMENT | PRESSURE GAUGE | [5 empty] | DRAFT PRESSURE GAUGE | [5 empty] | rdl:RDS2220212 |  | A <DRAFT PRESSURE GAUGE> is a <PRESSURE GAUGE> and a <DRAFT PRESSURE MEASURING INSTRUMENT> | [5 empty] | dm:ClassOfFunctionalObject
INSTRUMENTATION ITEM | RECORDER |  |  |  |  | DRUM RECORDER | [5 empty] | rdl:RDS915974 |  | A <DRUM RECORDER> is an <INSTRUMENTATION ITEM> and a <RECORDER> in which the chart is wrapped as a single turn around a cylindrical drum which is rotated by the chart driving mechanism | [5 empty] | dm:ClassOfInanimatePhysicalObject
INSTRUMENTATION ITEM | MEASURING INSTRUMENT |  |  |  |  | DYNAMOMETER | [5 empty] | rdl:RDS7924104 |  | A <DYNAMOMETER> is a <INSTRUMENTATION ITEM> and a <MEASURING INSTRUMENT> that is intended for measuring the brake horsepower of a prime mover or engine | [5 empty] | dm:ClassOfInanimatePhysicalObject
ELECTRICAL APPARATUS | INSTRUMENTATION ITEM | TRANSMITTER |  |  |  | ELECTRICAL TRANSMITTER | [5 empty] | rdl:RDS1455527751 |  | An <ELECTRICAL TRANSMITTER> is an <INSTRUMENTATION ITEM> and a <TRANSMITTER> and an <ELECTRICAL APPARATUS> | [5 empty] | dm:ClassOfInanimatePhysicalObject
INSTRUMENTATION ITEM | TRANSDUCER |  |  |  |  | ELECTROACOUSTIC TRANSDUCER | [5 empty] | rdl:RDS17600859 |  | An <ELECTROACOUSTIC TRANSDUCER> is an <INSTRUMENTATION ITEM> and a <TRANSDUCER> that is capable of producing an acoustic signal based on an electric signal or vice versa | [5 empty] | dm:ClassOfInanimatePhysicalObject
ELECTROACOUSTIC TRANSDUCER | [6 empty] | LOUDSPEAKER | [5 empty] | rdl:RDS884699 |  | A <LOUDSPEAKER> is an <ELECTROACOUSTIC TRANSDUCER> that converts an electric signal into sound | [5 empty] | dm:ClassOfInanimatePhysicalObject
LOUDSPEAKER | [7 empty] | PUBLIC ADDRESS LOUDSPEAKER | [5 empty] | rdl:RDS309464 |  | A <PUBLIC ADDRESS LOUDSPEAKER> is a <LOUDSPEAKER> that spreads messages to all people in the area where it is installed | [5 empty] | dm:ClassOfInanimatePhysicalObject
ELECTROACOUSTIC TRANSDUCER | [6 empty] | MICROPHONE | [5 empty] | rdl:RDS2228140 |  | A <MICROPHONE> is a <ELECTROACOUSTIC TRANSDUCER> for transducing sound to an electric signal | [5 empty] | dm:ClassOfInanimatePhysicalObject
ELECTROACOUSTIC TRANSDUCER | [6 empty] | MICROWAVE TRANSDUCER | [5 empty] | rdl:RDS7921725 |  | A <MICROWAVE TRANSDUCER> is an <ELECTROACOUSTIC TRANSDUCER> that utilizes microwaves to accept information in the form of a physical or chemical variable (its input variable) and converts it into an output variable of the same or another nature | [5 empty] | dm:ClassOfInanimatePhysicalObject
INSTRUMENTATION ITEM | TRANSDUCER |  |  |  |  | ELECTROMAGNETIC TRANSDUCER | [5 empty] | rdl:RDS17601217 |  | An <ELECTROMAGNETIC TRANSDUCER> is an <INSTRUMENTATION ITEM> and a <TRANSDUCER> that is capable of producing an electric signal based on an electromagnetic signal or vice versa | [5 empty] | dm:ClassOfInanimatePhysicalObject
ELECTROMAGNETIC TRANSDUCER | [6 empty] | ANTENNA | [5 empty] | rdl:RDS5788403 |  | An <ANTENNA> is an <ELECTROMAGNETIC TRANSDUCER> that is a physical object made of conducting material which is capable of radiating or receiving electromagnetic waves | [5 empty] | dm:ClassOfInanimatePhysicalObject
ANTENNA | [7 empty] | ANTENNA EX RATED | [5 empty] | rdl:RDS1066711971 |  | An <ANTENNA EX RATED> is an <ANTENNA> that is EX rated | [5 empty] | dm:ClassOfInanimatePhysicalObject
ANTENNA | [7 empty] | CYLINDRICAL ANTENNA | [5 empty] | rdl:RDS5787749 |  | A <CYLINDRICAL ANTENNA> is an <ANTENNA> having a cylindrical shape | [5 empty] | dm:ClassOfInanimatePhysicalObject
ANTENNA | [7 empty] | DIELECTRIC ROD ANTENNA | [5 empty] | rdl:RDS1455509861 |  | A <DIELECTRIC ROD ANTENNA> is an <ANTENNA> that is an end-fire antenna which employs a shaped dielectric as a significant part of a radiating element | [5 empty] | dm:ClassOfInanimatePhysicalObject
ANTENNA | [7 empty] | DIPOLE ANTENNA | [5 empty] | rdl:RDS5787704 |  | A <DIPOLE ANTENNA> is an <ANTENNA> most commonly made up by two equal halves, but may be of folded type | [5 empty] | dm:ClassOfInanimatePhysicalObject
ANTENNA | [7 empty] | FERRITE ROD ANTENNA | [5 empty] | rdl:RDS1455509411 |  | A <FERRITE ROD ANTENNA> is an <ANTENNA> with several turns of wire around a magnetic ferrite rod and acting as a loop antenna | [5 empty] | dm:ClassOfInanimatePhysicalObject
ANTENNA | [7 empty] | GRID ANTENNA | [5 empty] | rdl:RDS5787659 |  | A <GRID ANTENNA> is an <ANTENNA> having the shape of a grid of parallel bars | [5 empty] | dm:ClassOfInanimatePhysicalObject
ANTENNA | [7 empty] | GYRO STABILISED ANTENNA | [5 empty] | rdl:RDS5836423 |  | A <GYRO STABILISED ANTENNA> is an <ANTENNA> that is a reflector antenna for floating structures, normally used for satellite based applications | [5 empty] | dm:ClassOfInanimatePhysicalObject
ANTENNA | [7 empty] | HF ANTENNA | [5 empty] | rdl:RDS5788223 |  | An <HF ANTENNA> is an <ANTENNA> that is designed for radiating or receiving electromagnetic waves in the high frequency range (HF = 3 - 30 MHz) | [5 empty] | dm:ClassOfInanimatePhysicalObject
ANTENNA | [7 empty] | LOG PERIODIC ANTENNA | [5 empty] | rdl:RDS5836135 |  | A <LOG PERIODIC ANTENNA> is an <ANTENNA> that is a wideband antenna used in the HF, VHF and UHF bands, made up of a number of dipoles mounted along a straight line | [5 empty] | dm:ClassOfInanimatePhysicalObject
ANTENNA | [7 empty] | MF ANTENNA | [5 empty] | rdl:RDS5788268 |  | An <MF ANTENNA> is an <ANTENNA> that is capable of radiating or receiving electromagnetic waves in the medium frequency area (MF = 0,3 - 3 MHz) | [5 empty] | dm:ClassOfInanimatePhysicalObject
ANTENNA | [7 empty] | OFFSET REFLECTOR ANTENNA | [5 empty] | rdl:RDS5836344 |  | An <OFFSET REFLECTOR ANTENNA> is an <ANTENNA> where the application and construction is similar to the parabolic reflector antenna, but the reflector is shaped so that the focal point has an offset location when compared to the parabolic type | [5 empty] | dm:ClassOfInanimatePhysicalObject
ANTENNA | [7 empty] | PANEL ANTENNA | [5 empty] | rdl:RDS5836248 |  | A <PANEL ANTENNA> is an <ANTENNA> where the array of dipoles normally are made for the UHF or VHF band | [5 empty] | dm:ClassOfInanimatePhysicalObject
ANTENNA | [7 empty] | PARABOLIC REFLECTOR ANTENNA | [5 empty] | rdl:RDS5787794 |  | A <PARABOLIC REFLECTOR ANTENNA> is an <ANTENNA> that is made up by a reflector with the shape of a rotational paraboloid, and a feedhorn located in the focal point of the reflector | [5 empty] | dm:ClassOfInanimatePhysicalObject
ANTENNA | [7 empty] | ROD ANTENNA | [5 empty] | rdl:RDS1459069290 |  | A <ROD ANTENNA> is an <ANTENNA> where the antenna structure made from copper wire ending in isolators | [5 empty] | dm:ClassOfInanimatePhysicalObject
ANTENNA | [7 empty] | UHF ANTENNA | [5 empty] | rdl:RDS5788313 |  | A <UHF ANTENNA> is an <ANTENNA> that is capable of radiating or receiving electromagnetic waves in the ultra high frequency area (UHF = 300 - 3000 MHz) | [5 empty] | dm:ClassOfInanimatePhysicalObject
ANTENNA | [7 empty] | VHF ANTENNA | [5 empty] | rdl:RDS5788358 |  | A <VHF ANTENNA> is an <ANTENNA> that is capable of radiating or receiving electromagnetic waves in the very high frequency area (VHF = 30 - 300 MHz) | [5 empty] | dm:ClassOfInanimatePhysicalObject
ANTENNA | [7 empty] | WHIP ANTENNA | [5 empty] | rdl:RDS5835796 |  | A <WHIP ANTENNA> is an <ANTENNA> that is a single-element antenna that can be used with an electrically unbalanced feed line with respect to ground | [5 empty] | dm:ClassOfInanimatePhysicalObject
ANTENNA | [7 empty] | WIRE ANTENNA | [5 empty] | rdl:RDS5835926 |  | A <WIRE ANTENNA> is an <ANTENNA> where the antenna structure made from copper wire ending in isolators | [5 empty] | dm:ClassOfInanimatePhysicalObject
ANTENNA | [7 empty] | YAGI ANTENNA | [5 empty] | rdl:RDS5836022 |  | A <YAGI ANTENNA> is an <ANTENNA> that is normally made up by one dipole, as a reflector element and several directors, all mounted on a boom | [5 empty] | dm:ClassOfInanimatePhysicalObject
ELECTROMAGNETIC TRANSDUCER | [6 empty] | ULTRASONIC TRANSDUCER | [5 empty] | rdl:RDS7921663 |  | An <ULTRASONIC TRANSDUCER> is an <ELECTROMAGNETIC TRANSDUCER> that is capable of producing ultrasonic pulses based on electric signals or vice versa | [5 empty] | dm:ClassOfInanimatePhysicalObject
INSTRUMENTATION ITEM | TRANSDUCER |  |  |  |  | ELECTROMECHANICAL TRANSDUCER | [5 empty] | rdl:RDS17601085 |  | An <ELECTROMECHANICAL TRANSDUCER> is an <INSTRUMENTATION ITEM> and a <TRANSDUCER> that is designed to receive an electric input signal and to furnish a mechanical output signal, or vice versa | [5 empty] | dm:ClassOfInanimatePhysicalObject
ELECTRIC VARIABLE MEASURING INSTRUMENT | INSTRUMENTATION ITEM |  |  |  |  | ELECTROMETER | [5 empty] | rdl:RDS915119 |  | An <ELECTROMETER> is an <INSTRUMENTATION ITEM> and a <ELECTRIC VARIABLE MEASURING INSTRUMENT> for ascertaining the quality and quantity of electricity in an electrified body | [5 empty] | dm:ClassOfInanimatePhysicalObject
ELECTROMETER | [6 empty] | QUADRANT ELECTROMETER | [5 empty] | rdl:RDS918089 |  | A <QUADRANT ELECTROMETER> is an <ELECTROMETER> in which the moving element is actuated by electrostatic forces between that element and fixed elements in the form of quadrants | [5 empty] | dm:ClassOfInanimatePhysicalObject
INSTRUMENTATION ITEM | [5 empty] | ELECTRONIC INSTRUMENT | [5 empty] | rdl:RDS2227901 |  | An <ELECTRONIC INSTRUMENT> is an <INSTRUMENTATION ITEM> that has an electronic circuitry for its functioning | [5 empty] | dm:ClassOfInanimatePhysicalObject
INSTRUMENTATION ITEM | INSTRUMENTATION SYSTEM |  |  |  |  | EMERGENCY SHUT DOWN SYSTEM | [5 empty] | rdl:RDS276929 |  | An <EMERGENCY SHUT DOWN SYSTEM> is an <INSTRUMENTATION ITEM> and an <INSTRUMENTATION SYSTEM> that gives the possibility of bringing the whole plant or part of it with one or few manipulations into a safe pre-determined position | [5 empty] | dm:ClassOfInanimatePhysicalObject
INSTRUMENTATION ITEM | INSTRUMENTATION SYSTEM |  |  |  |  | ENVIRONMENTAL CONTROL SYSTEM | [5 empty] | rdl:RDS276884 |  | A <ENVIRONMENTAL CONTROL SYSTEM> is an <INSTRUMENTATION ITEM> and an <INSTRUMENTATION SYSTEM> that includes monitoring of the plant environment by supervising air, water and soil conditions in accordance with the applicable regulations for pollution | [5 empty] | dm:ClassOfInanimatePhysicalObject
EROSION DETECTING MEASURING ELEMENT | INSTRUMENTATION ITEM |  |  |  |  | EROSION PROBE | [5 empty] | rdl:RDS5781161 |  | An <EROSION PROBE> is an <INSTRUMENTATION ITEM> and an <EROSION DETECTING MEASURING ELEMENT> that is detecting accumulated erosion directly | [5 empty] | dm:ClassOfInanimatePhysicalObject
INSTRUMENTATION ITEM | RECORDER |  |  |  |  | EVENT RECORDER | [5 empty] | rdl:RDS916469 |  | A <EVENT RECORDER> is an <INSTRUMENTATION ITEM> and a <RECORDER> that records the presence or absence of a quantity, or the state of a two-state device, as a function of time | [5 empty] | dm:ClassOfInanimatePhysicalObject
INSTRUMENTATION ITEM | MEASURING INSTRUMENT |  |  |  |  | FIELD-MOUNTED MEASURING INSTRUMENT | [5 empty] | rdl:RDS2221812 |  | A <FIELD-MOUNTED MEASURING INSTRUMENT> is an <INSTRUMENTATION ITEM> and a <MEASURING INSTRUMENT> that is or will be mounted in the field | [5 empty] | dm:ClassOfInanimatePhysicalObject
AIR FILTER | INSTRUMENTATION ITEM | PRESSURE REGULATOR |  |  |  | FILTER REGULATOR | [5 empty] | rdl:RDS5794965 |  | A <FILTER REGULATOR> is an <INSTRUMENTATION ITEM> and an <AIR FILTER> and a <PRESSURE REGULATOR> that is used to filter and regulate the supply of air to one or more <PNEUMATIC APPARATUS>s | [5 empty] | dm:ClassOfInanimatePhysicalObject
FIRE WATER MONITOR | INSTRUMENTATION ITEM |  |  |  |  | FIRE WATER RELEASE MONITOR | [5 empty] | rdl:RDS7057656 |  | A <FIRE WATER RELEASE MONITOR> is an <INSTRUMENTATION ITEM> and a <FIRE WATER MONITOR> intended to show the state of fire water release | [5 empty] | dm:ClassOfInanimatePhysicalObject
INSTRUMENTATION ITEM | LEVEL REGULATOR |  |  |  |  | FLOAT CHAMBER | [5 empty] | rdl:RDS5782529 |  | A <FLOAT CHAMBER> is an <INSTRUMENTATION ITEM> and a <LEVEL REGULATOR> which is a device for automatically regulating the supply of a liquid to a system using a valve operated by a float inside a chamber | [5 empty] | dm:ClassOfInanimatePhysicalObject
FLOAT CHAMBER | TRAP | [5 empty] | CONDENSATE TRAP | [5 empty] | rdl:RDS7455439 |  | A <CONDENSATE TRAP> is a <FLOAT CHAMBER> and a <TRAP> for collection and discharge of unwanted condensate from an air-, gas- or steam-flow in pipes, jackets or reservoirs | [5 empty] | dm:ClassOfInanimatePhysicalObject
INSTRUMENTATION ITEM | LEVEL REGULATOR |  |  |  |  | FLOAT VALVE | [5 empty] | rdl:RDS553184 |  | A <FLOAT VALVE> is an <INSTRUMENTATION ITEM> and a <LEVEL REGULATOR> that usually is operated by a float mechanism to regulate or maintain a liquid level in a tank | [5 empty] | dm:ClassOfInanimatePhysicalObject
FLOAT VALVE | [6 empty] | AIR RELEASE VALVE | [5 empty] | rdl:RDS7027945 |  | An <AIR RELEASE VALVE> is a <FLOAT VALVE> that is made for gas or vapour release from a liquid system | [5 empty] | dm:ClassOfInanimatePhysicalObject
FLOAT VALVE | [6 empty] | FLOAT VALVE (INTERNAL) | [5 empty] | rdl:RDS11142265 |  | A <FLOAT VALVE (INTERNAL)> is a <FLOAT VALVE> that is operated by an internal float mechanism | [5 empty] | dm:ClassOfInanimatePhysicalObject
FLOAT VALVE | [6 empty] | FLOAT VALVE WITH MECHANICAL LINK | [5 empty] | rdl:RDS11141950 |  | A <FLOAT VALVE WITH MECHANICAL LINK> is a <FLOAT VALVE> that is operated by an external float mechanism with a mechanical connection | [5 empty] | dm:ClassOfInanimatePhysicalObject
INSTRUMENTATION ITEM | LIMITER |  |  |  |  | FLOW LIMITER | [5 empty] | rdl:RDS1011329 |  | A <FLOW LIMITER> is an <INSTRUMENTATION ITEM> and a <LIMITER> that normally use the differential pressure across an orifice to control a valve trim and limit the flow | [5 empty] | dm:ClassOfInanimatePhysicalObject
INSTRUMENTATION ITEM | SIGHT GLASS |  |  |  |  | FLOW SIGHT GLASS | [5 empty] | rdl:RDS6656600 |  | A <FLOW SIGHT GLASS> is an <INSTRUMENTATION ITEM> and a <SIGHT GLASS> mounted on a pipe or vessel to see inside for flow inspection | [5 empty] | dm:ClassOfInanimatePhysicalObject
INSTRUMENTATION ITEM | MIST DETECTING MEASURING ELEMENT |  |  |  |  | FOG DETECTING SENSOR | [5 empty] | rdl:RDS2225336 |  | A <FOG DETECTING SENSOR> is an <INSTRUMENTATION ITEM> and a <MIST DETECTING MEASURING ELEMENT> for measurement of a atmospeheric fog | [5 empty] | dm:ClassOfInanimatePhysicalObject
ELECTRIC CURRENT MEASURING INSTRUMENT | INSTRUMENTATION ITEM |  |  |  |  | GALVANOMETER | [5 empty] | rdl:RDS915029 |  | A <GALVANOMETER> is a <INSTRUMENTATION ITEM> and an <ELECTRIC CURRENT MEASURING INSTRUMENT> for detecting the existence and determining the direction and intensity of a galvanic current (direct current) | [5 empty] | dm:ClassOfInanimatePhysicalObject
GALVANOMETER | [6 empty] | BALLISTIC GALVANOMETER | [5 empty] | rdl:RDS932219 |  | A <BALLISTIC GALVANOMETER> is a <GALVANOMETER> which is used for estimating the quantity of charge flow through it is called the ballistic galvanometer. The deflection of the coil is directly proportional to the charge passes through it. It measures the majority of the charge passes through it in spite of current | [5 empty] | dm:ClassOfInanimatePhysicalObject
GALVANOMETER | [6 empty] | DIFFERENCE GALVANOMETER | [5 empty] | rdl:RDS932309 |  | A <DIFFERENCE GALVANOMETER> is a <GALVANOMETER> intended to measure the difference between two currents | [5 empty] | dm:ClassOfInanimatePhysicalObject
GALVANOMETER | [6 empty] | MOVING-COIL GALVANOMETER | [5 empty] | rdl:RDS932174 |  | A <MOVING-COIL GALVANOMETER> is a <GALVANOMETER> in which a coil carrying a current moves in the field of a permanent magnet | [5 empty] | dm:ClassOfInanimatePhysicalObject
GALVANOMETER | [6 empty] | STRING GALVANOMETER | [5 empty] | rdl:RDS932264 |  | A <STRING GALVANOMETER> is a <GALVANOMETER> in which the moving element is a conductive thread which is able to move between the pole pieces of a permanent magnet or of an electromagnet | [5 empty] | dm:ClassOfInanimatePhysicalObject
GALVANOMETER | [6 empty] | VIBRATION GALVANOMETER | [5 empty] | rdl:RDS932354 |  | A <VIBRATION GALVANOMETER> is a <GALVANOMETER> in which the natural frequency of the moving element is adjusted to resonate with the frequency of the current to be measured or detected | [5 empty] | dm:ClassOfInanimatePhysicalObject
INSTRUMENTATION ITEM | RADIATION MEASURING ELEMENT |  |  |  |  | GAMMA DETECTING MEASURING ELEMENT | [5 empty] | rdl:RDS880199 |  | A <GAMMA DETECTING MEASURING ELEMENT> is an <INSTRUMENTATION ITEM> and a <RADIATION MEASURING ELEMENT> for measurement of the level of gamma radiation | [5 empty] | dm:ClassOfInanimatePhysicalObject
CHROMATOGRAPH | INSTRUMENTATION ITEM |  |  |  |  | GAS CHROMATOGRAPH | [5 empty] | rdl:RDS1007639 |  | A <GAS CHROMATOGRAPH> is an <INSTRUMENTATION ITEM> and a <CHROMATOGRAPH> where gas is injected directly into one or more separation columns | [5 empty] | dm:ClassOfInanimatePhysicalObject
GAS CHROMATOGRAPH | [6 empty] | ON-LINE PROCESS GAS CHROMATOGRAPH | [5 empty] | rdl:RDS1066724 |  | An <ON-LINE PROCESS GAS CHROMATOGRAPH> is a <GAS CHROMATOGRAPH> that is able to measure the concentration of one or several components of a chemical mixture repetitively, by regularly sampling the process mixture and transmitting the resulting information for control purposes | [5 empty] | dm:ClassOfInanimatePhysicalObject
GAS DETECTING INSTRUMENT | INSTRUMENTATION ITEM |  |  |  |  | GAS DETECTING INSTRUMENT - ELECTROCHEMICAL | [5 empty] | rdl:RDS2227633 |  | A <GAS DETECTING INSTRUMENT - ELECTROCHEMICAL> is an <INSTRUMENTATION ITEM> and a <GAS DETECTING INSTRUMENT> for the measurement of <GAS DETECTING>, that handles the measurement result from a <GAS DETECTING MEASURING ELEMENT - ELECTROCHEMICAL> | [5 empty] | dm:ClassOfInanimatePhysicalObject
GAS DETECTING INSTRUMENT | INSTRUMENTATION ITEM |  |  |  |  | GAS DETECTING INSTRUMENT - HOLOGRAPHIC | [5 empty] | rdl:RDS2227634 |  | A <GAS DETECTING INSTRUMENT - HOLOGRAPHIC> is an <INSTRUMENTATION ITEM> and a <GAS DETECTING INSTRUMENT> that handles the measurement result from a <GAS DETECTING MEASURING ELEMENT - HOLOGRAPHIC> | [5 empty] | dm:ClassOfInanimatePhysicalObject
GAS DETECTING INSTRUMENT | INSTRUMENTATION ITEM |  |  |  |  | GAS DETECTING INSTRUMENT - INFRARED IMAGING | [5 empty] | rdl:RDS2227635 |  | A <GAS DETECTING INSTRUMENT - INFRARED IMAGING> is an <INSTRUMENTATION ITEM> and a <GAS DETECTING INSTRUMENT> that handles the measurement result from a <GAS DETECTING MEASURING ELEMENT - INFRARED IMAGING> | [5 empty] | dm:ClassOfInanimatePhysicalObject
GAS DETECTING INSTRUMENT | INSTRUMENTATION ITEM |  |  |  |  | GAS DETECTING INSTRUMENT - INFRARED POINT | [5 empty] | rdl:RDS2227636 |  | A <GAS DETECTING INSTRUMENT - INFRARED POINT> is an <INSTRUMENTATION ITEM> and a <GAS DETECTING INSTRUMENT> that handles the measurement result from a <GAS DETECTING MEASURING ELEMENT - INFRARED POINT> | [5 empty] | dm:ClassOfInanimatePhysicalObject
GAS DETECTING INSTRUMENT | INSTRUMENTATION ITEM |  |  |  |  | GAS DETECTING INSTRUMENT - SEMICONDUCTOR | [5 empty] | rdl:RDS2227637 |  | A <GAS DETECTING INSTRUMENT - SEMICONDUCTOR> is an <INSTRUMENTATION ITEM> and a <GAS DETECTING INSTRUMENT> that handles the measurement result from a <GAS DETECTING MEASURING ELEMENT -SEMICONDUCTOR > | [5 empty] | dm:ClassOfInanimatePhysicalObject
GAS DETECTING INSTRUMENT | INSTRUMENTATION ITEM |  |  |  |  | GAS DETECTING INSTRUMENT - ULTRASONIC | [5 empty] | rdl:RDS2227638 |  | A <GAS DETECTING INSTRUMENT - ULTRASONIC> is an <INSTRUMENTATION ITEM> and a <GAS DETECTING INSTRUMENT> that handles the measurement result from a <GAS DETECTING MEASURING ELEMENT - ULTRASONIC> | [5 empty] | dm:ClassOfInanimatePhysicalObject
GAS DETECTING MEASURING ELEMENT | INSTRUMENTATION ITEM |  |  |  |  | GAS DETECTING MEASURING ELEMENT - ELECTROCHEMICAL | [5 empty] | rdl:RDS222547 |  | A <GAS DETECTING MEASURING ELEMENT - ELECTROCHEMICAL> is an <INSTRUMENTATION ITEM> and a <GAS DETECTING MEASURING ELEMENT> where gases are allowed to diffuse through a porous membrane to an electrode where it is either chemically oxidized or reduced. The amount of current produced is determined by how much of the gas is oxidized at the electrode,[3] indicating the concentration of the gas | [5 empty] | dm:ClassOfInanimatePhysicalObject
GAS DETECTING MEASURING ELEMENT | INSTRUMENTATION ITEM |  |  |  |  | GAS DETECTING MEASURING ELEMENT - HOLOGRAPHIC | [5 empty] | rdl:RDS222548 |  | A <GAS DETECTING MEASURING ELEMENT - HOLOGRAPHIC> is an <INSTRUMENTATION ITEM> and a <GAS DETECTING MEASURING ELEMENT>using light reflection to detect changes in a polymer film matrix containing a hologram. Since holograms reflect light at certain wavelengths, a change in their composition can generate a colorful reflection indicating the presence of a gas molecule | [5 empty] | dm:ClassOfInanimatePhysicalObject
GAS DETECTING MEASURING ELEMENT | INSTRUMENTATION ITEM |  |  |  |  | GAS DETECTING MEASURING ELEMENT - INFRARED IMAGING | [5 empty] | rdl:RDS222549 |  | A <GAS DETECTING MEASURING ELEMENT - INFRARED IMAGING> is an <INSTRUMENTATION ITEM> and a <GAS DETECTING MEASURING ELEMENT> that can be an active or passive system. For active sensing, IR imaging sensors typically scan a laser across the field of view of a scene and look for backscattered light at the absorption line wavelength of a specific target gas. Passive IR imaging sensors measure spectral changes at each pixel in an image and look for specific spectral signatures that indicate the presence of target gases | [5 empty] | dm:ClassOfInanimatePhysicalObject
GAS DETECTING MEASURING ELEMENT | INSTRUMENTATION ITEM |  |  |  |  | GAS DETECTING MEASURING ELEMENT - INFRARED POINT | [5 empty] | rdl:RDS7477380 |  | A <GAS DETECTING MEASURING ELEMENT - INFRARED POINT> is an <INSTRUMENTATION ITEM> and a <GAS DETECTING MEASURING ELEMENT> using radiation passing through a known volume of gas; energy from the sensor beam is absorbed at certain wavelengths, depending on the properties of the specific gas | [5 empty] | dm:ClassOfInanimatePhysicalObject
GAS DETECTING MEASURING ELEMENT | INSTRUMENTATION ITEM |  |  |  |  | GAS DETECTING MEASURING ELEMENT - SEMICONDUCTOR | [5 empty] | rdl:RDS222550 |  | A <GAS DETECTING MEASURING ELEMENT - SEMICONDUCTOR> is an <INSTRUMENTATION ITEM> and a <GAS DETECTING MEASURING ELEMENT> using a chemical reaction that takes place, causing the electrical resistance in the sensor to be decreased when it comes in contact with the monitored gas | [5 empty] | dm:ClassOfInanimatePhysicalObject
GAS DETECTING MEASURING ELEMENT | INSTRUMENTATION ITEM |  |  |  |  | GAS DETECTING MEASURING ELEMENT - ULTRASONIC | [5 empty] | rdl:RDS222551 |  | A <GAS DETECTING MEASURING ELEMENT - ULTRASONIC> is an <INSTRUMENTATION ITEM> and a <GAS DETECTING MEASURING ELEMENT> using acoustic sensors to detect changes in the background noise of its environment | [5 empty] | dm:ClassOfInanimatePhysicalObject
FLUID LEAK DETECTING MEASURING ELEMENT | INSTRUMENTATION ITEM |  |  |  |  | GAS LEAK DETECTION SENSOR | [5 empty] | rdl:RDS2225330 |  | A <GAS LEAK DETECTION SENSOR> is an <INSTRUMENTATION ITEM> and a <FLUID LEAK DETECTION MEASURING ELEMENT> that is sensing a <GAS> leakage | [5 empty] | dm:ClassOfInanimatePhysicalObject
CHROMATOGRAPH | INSTRUMENTATION ITEM |  |  |  |  | GAS LIQUID CHROMATOGRAPH | [5 empty] | rdl:RDS1007684 |  | A <GAS LIQUID CHROMATOGRAPH> is an <INSTRUMENTATION ITEM> and a <CHROMATOGRAPH> where a liquid sample is injected and evaporated and subsequently carried to one or more separation columns | [5 empty] | dm:ClassOfInanimatePhysicalObject
GAUGE PRESSURE MEASURING ELEMENT | INSTRUMENTATION ITEM |  |  |  |  | GAUGE PRESSURE MEASURING ELEMENT - BELLOWS | [5 empty] | rdl:RDS222592 |  | A <GAUGE PRESSURE MEASURING ELEMENT - BELLOWS> is an <INSTRUMENTATION ITEM> and a <GAUGE PRESSURE MEASURING ELEMENT> that is a bellows. The pressure of the media acts on the inside of this bellows upon which it moves, and this movement is a measurement for the pressure | [5 empty] | dm:ClassOfInanimatePhysicalObject
GAUGE PRESSURE MEASURING ELEMENT | INSTRUMENTATION ITEM |  |  |  |  | GAUGE PRESSURE MEASURING ELEMENT - BOURDON | [5 empty] | rdl:RDS462239 |  | A <GAUGE PRESSURE MEASURING ELEMENT - BOURDON> is an <INSTRUMENTATION ITEM> and a <GAUGE PRESSURE MEASURING ELEMENT> that is a radially-formed tube with an oval crosssection. The pressure of the media acts on the inside of this tube. The end of the tube which is not fixed moves, and this movement is a measurement for the pressure | [5 empty] | dm:ClassOfInanimatePhysicalObject
GAUGE PRESSURE MEASURING ELEMENT | INSTRUMENTATION ITEM |  |  |  |  | GAUGE PRESSURE MEASURING ELEMENT - CAPSULE | [5 empty] | rdl:RDS222593 |  | A <GAUGE PRESSURE MEASURING ELEMENT - CAPSULE> is an <INSTRUMENTATION ITEM> and a <GAUGE PRESSURE MEASURING ELEMENT> that is an element that comprises two circular-shaped, corrugated diaphragms, joined together around the rim with a pressure-tight seal. The pressure acts on the inside of this capsule and the generated stroke movement is indicated by means of a movement as a measurement of pressure | [5 empty] | dm:ClassOfInanimatePhysicalObject
GAUGE PRESSURE MEASURING ELEMENT | INSTRUMENTATION ITEM |  |  |  |  | GAUGE PRESSURE MEASURING ELEMENT - DIAPHRAGM | [5 empty] | rdl:RDS708344 |  | A <GAUGE PRESSURE MEASURING ELEMENT - DIAPHRAGM> is an <INSTRUMENTATION ITEM> and a <GAUGE PRESSURE MEASURING ELEMENT> that is a circular-shaped, corrugated membrane, either clamped around the rim between two flanges or welded and subject to the pressure of the media acting on one side. The deflection caused in this way is used as a measurement for pressure. | [5 empty] | dm:ClassOfInanimatePhysicalObject
GAUGE PRESSURE MEASURING ELEMENT - DIAPHRAGM | [6 empty] | GAUGE PRESSURE TRANSDUCER | [5 empty] | rdl:RDS222594 |  | A <GAUGE PRESSURE TRANSDUCER> is a <GAUGE PRESSURE MEASURING ELEMENT - DIAPHRAGM> where pressure applied to a pressure transducer that produces a deflection of a <DIAPHRAGM> which introduces strain to strain gages. The strain gages produce an electrical resistance change proportional to the pressure | [5 empty] | dm:ClassOfInanimatePhysicalObject
GAUGE PRESSURE MEASURING ELEMENT | INSTRUMENTATION ITEM |  |  |  |  | GAUGE PRESSURE MEASURING ELEMENT - DIAPHRAGM SEAL | [5 empty] | rdl:RDS2228193 |  | A <GAUGE PRESSURE MEASURING ELEMENT - DIAPHRAGM SEAL> is an <INSTRUMENTATION ITEM> and a <GAUGE PRESSURE MEASURING ELEMENT> where the <CONNECTION POINT> is equipped with a <DIAPHRAGM SEAL> | [5 empty] | dm:ClassOfInanimatePhysicalObject
GAUGE PRESSURE MEASURING ELEMENT | INSTRUMENTATION ITEM |  |  |  |  | GAUGE PRESSURE MEASURING ELEMENT - LIQUID COLUMN | [5 empty] | rdl:RDS2225793 |  | A <GAUGE PRESSURE MEASURING ELEMENT - LIQUID COLUMN> is an <INSTRUMENTATION ITEM> and a <GAUGE PRESSURE MEASURING ELEMENT> for low pressures, where the pressure is counterbalanced by a liquid column | [5 empty] | dm:ClassOfInanimatePhysicalObject
GAUGE PRESSURE MEASURING INSTRUMENT | INSTRUMENTATION ITEM |  |  |  |  | GAUGE PRESSURE MEASURING INSTRUMENT - BELLOWS | [5 empty] | rdl:RDS2227655 |  | A <GAUGE PRESSURE MEASURING INSTRUMENT - BELLOWS> is an <INSTRUMENTATION ITEM> and a <GAUGE PRESSURE MEASURING INSTRUMENT> that handles the measurement result from a <GAUGE PRESSURE MEASURING ELEMENT - BELLOWS> | [5 empty] | dm:ClassOfInanimatePhysicalObject
INSTRUMENTATION ITEM | MEASURING INSTRUMENT |  |  |  |  | GAUGE PRESSURE MEASURING INSTRUMENT - CAPSULE | [5 empty] | rdl:RDS2227657 |  | A <GAUGE PRESSURE MEASURING INSTRUMENT - CAPSULE> is an <INSTRUMENTATION ITEM> and a <GAUGE PRESSURE MEASURING INSTRUMENT> that handles the measurement result from a <GAUGE PRESSURE MEASURING ELEMENT - CAPSULE> | [5 empty] | dm:ClassOfInanimatePhysicalObject
INSTRUMENTATION ITEM | MEASURING INSTRUMENT |  |  |  |  | GAUGE PRESSURE MEASURING INSTRUMENT - DIAPHRAGM | [5 empty] | rdl:RDS2227658 |  | A <GAUGE PRESSURE MEASURING INSTRUMENT - DIAPHRAGM> is an <INSTRUMENTATION ITEM> and a <GAUGE PRESSURE MEASURING INSTRUMENT> that handles the measurement result from a <GAUGE PRESSURE MEASURING ELEMENT - DIAPHRAGM> | [5 empty] | dm:ClassOfInanimatePhysicalObject
GAUGE PRESSURE MEASURING INSTRUMENT | INSTRUMENTATION ITEM |  |  |  |  | GAUGE PRESSURE MEASURING INSTRUMENT -BOURDON | [5 empty] | rdl:RDS2227656 |  | A <GAUGE PRESSURE MEASURING INSTRUMENT - BOURDON> is an <INSTRUMENTATION ITEM> and a <GAUGE PRESSURE MEASURING INSTRUMENT> that handles the measurement result from a <GAUGE PRESSURE MEASURING ELEMENT - BOURDON> | [5 empty] | dm:ClassOfInanimatePhysicalObject
GAUGE PRESSURE MEASURING INSTRUMENT | INSTRUMENTATION ITEM |  |  |  |  | GAUGE PRESSURE MEASURING INSTRUMENT - DIAPHRAGM SEAL | [5 empty] | rdl:RDS2228192 |  | A <GAUGE PRESSURE MEASURING INSTRUMENT - DIAPHRAGM SEAL> is an <INSTRUMENTATION ITEM> and a <GAUGE PRESSURE MEASURING INSTRUMENT> that handles the measurement result from a <GAUGE PRESSURE MEASURING ELEMENT - DIAPHRAGM SEAL> | [5 empty] | dm:ClassOfInanimatePhysicalObject
GAUGE PRESSURE MEASURING ELEMENT | INSTRUMENTATION ITEM |  |  |  |  | GAUGE PRESSURE MEASURING ELEMENT - TOTAL PRESSURE CELL | [5 empty] | rdl:RDS2220088 |  | A <GAUGE PRESSURE MEASURING ELEMENT - TOTAL PRESSURE CELL> is an <INSTRUMENTATION ITEM> and a <GAUGE PRESSURE MEASURING ELEMENT> that is formed from two circular plates of stainless steel. The edges of the plates are welded together to form a sealed cavity, which is filled with fluid. Then a pressure transducer is attached to the cell. The cell is installed with its sensitive surface in direct contact with the soil. The total pressure acting on that surface is transmitted to the fluid inside the cell and measured by the pressure transducer | [5 empty] | dm:ClassOfInanimatePhysicalObject
INSTRUMENTATION ITEM | PRESSURE MEASURING INSTRUMENT |  |  |  |  | HANDHELD PRESSURE METER | [5 empty] | rdl:RDS417374 |  | A <HANDHELD PRESSURE METER> is an <INSTRUMENTATION ITEM> and a <PRESSURE MEASURING INSTRUMENT>, usually a hand-held or portable instrument consisting of a digital display and a pressure sensing element (pressure transducer), that is intended to measure and indicate a measured pressure | [5 empty] | dm:ClassOfInanimatePhysicalObject
INSTRUMENTATION ITEM | TEMPERATURE MEASURING INSTRUMENT |  |  |  |  | HANDHELD TEMPERATURE METER | [5 empty] | rdl:RDS417329 |  | A <HANDHELD TEMPERATURE METER> is an <INSTRUMENTATION ITEM> and a <TEMPERATURE MEASURING INSTRUMENT>, usually a hand-held or portable instrument consisting of a digital display and a temperature sensing element (probe), that is intended to measure and indicate a measured temperature | [5 empty] | dm:ClassOfInanimatePhysicalObject
INSTRUMENTATION ITEM | MEASURING INSTRUMENT |  |  |  |  | HEAD-MOUNTED MEASURING INSTRUMENT | [5 empty] | rdl:RDS2221811 |  | A <HEAD-MOUNTED MEASURING INSTRUMENT> is an <INSTRUMENTATION ITEM> and a <MEASURING INSTRUMENT> that is or will be mounted in a <TERMINATION HEAD> | [5 empty] | dm:ClassOfInanimatePhysicalObject
COUNTER | INSTRUMENTATION ITEM |  |  |  |  | HOUR COUNTER | [5 empty] | rdl:RDS5768002 |  | A <HOUR COUNTER> is an <INSTRUMENTATION ITEM> and a <COUNTER> that is intended to count a number or amount of hours | [5 empty] | dm:ClassOfInanimatePhysicalObject
INSTRUMENTATION ITEM | WEIGHT MEASURING ELEMENT |  |  |  |  | HYDRAULIC LOAD CELL | [5 empty] | rdl:RDS222601 |  | A <HYDRAULIC LOAD CELL> is an <INSTRUMENTATION ITEM> and a <WEIGHT MEASURING ELEMENT> that is a conventional piston and cylinder arrangement | [5 empty] | dm:ClassOfInanimatePhysicalObject
INSTRUMENTATION ITEM | SWITCHING DEVICE |  |  |  |  | HYDRAULIC SWITCH | [5 empty] | rdl:RDS6452046 |  | A <HYDRAULIC SWITCH> is an <INSTRUMENTATION ITEM> and a <SWITCHING DEVICE> intended to switch one or more hydraulic signals | [5 empty] | dm:ClassOfInanimatePhysicalObject
HYDRAULIC SWITCH | [6 empty] | INSTRUMENT MANIFOLD | [5 empty] | rdl:RDS2223280 |  | An <INSTRUMENT MANIFOLD> is a <HYDRAULIC SWITCH> that combines one or more block/isolate valves and one or more bleed/vent valves into one component for the interface between a process fluid and an instrument | [5 empty] | dm:ClassOfInanimatePhysicalObject
INSTRUMENT MANIFOLD | [7 empty] | FLOW MANIFOLD | [5 empty] | rdl:RDS2222917 |  | A <FLOW MANIFOLD> is an <INSTRUMENT MANIFOLD> that is is suitable for all types of differential pressure instruments, , enabling isolation, calibration and venting in a single unit | [5 empty] | dm:ClassOfInanimatePhysicalObject
INSTRUMENT MANIFOLD | [7 empty] | INSTRUMENT MANIFOLD - 2-VALVE | [5 empty] | rdl:RDS2223282 |  | An <INSTRUMENT MANIFOLD - 2-VALVE> is an <INSTRUMENT MANIFOLD> with 2 valves | [5 empty] | dm:ClassOfInanimatePhysicalObject
INSTRUMENT MANIFOLD | [7 empty] | INSTRUMENT MANIFOLD - 3-VALVE | [5 empty] | rdl:RDS2223283 |  | An <INSTRUMENT MANIFOLD - 3-VALVE> is an <INSTRUMENT MANIFOLD> with 3 valves | [5 empty] | dm:ClassOfInanimatePhysicalObject
INSTRUMENT MANIFOLD | [7 empty] | INSTRUMENT MANIFOLD - 5-VALVE | [5 empty] | rdl:RDS2223285 |  | An <INSTRUMENT MANIFOLD - 5-VALVE> is an <INSTRUMENT MANIFOLD> with 5 valves | [5 empty] | dm:ClassOfInanimatePhysicalObject
INSTRUMENT MANIFOLD | [7 empty] | INSTRUMENT MANIFOLD - DIRECT MOUNT | [5 empty] | rdl:RDS2223286 |  | An <INSTRUMENT MANIFOLD - DIRECT MOUNT> is an <INSTRUMENT MANIFOLD> that is directly mounted on the instrument involved | [5 empty] | dm:ClassOfInanimatePhysicalObject
INSTRUMENT MANIFOLD | [7 empty] | INSTRUMENT MANIFOLD - REMOTE MOUNT | [5 empty] | rdl:RDS2223287 |  | An <INSTRUMENT MANIFOLD - REMOTE MOUNT> is an <INSTRUMENT MANIFOLD> that is remotely mounted from the instrument involved | [5 empty] | dm:ClassOfInanimatePhysicalObject
INSTRUMENTATION ITEM | [5 empty] | IN-LINE MOUNTED INSTRUMENT | [5 empty] | rdl:RDS430739 |  | An <IN-LINE MOUNTED INSTRUMENT> is an <INSTRUMENTATION ITEM> that is installed in a pipeline in such a manner that the centreline between its end connections coincides with the centreline between the adjacent pipeline components | [5 empty] | dm:ClassOfInanimatePhysicalObject
INSTRUMENTATION ITEM | MEASURING INSTRUMENT |  |  |  |  | INCLINOMETER | [5 empty] | rdl:RDS5762560 |  | An <INCLINOMETER> is an <INSTRUMENTATION ITEM> and a <MEASURING INSTRUMENT> that indicates/reports the angle of an object with respect to gravity | [5 empty] | dm:ClassOfInanimatePhysicalObject
ELECTRIC CURRENT MEASURING INSTRUMENT | INSTRUMENTATION ITEM |  |  |  |  | INDUCTION METER | [5 empty] | rdl:RDS932489 |  | An <INDUCTION METER> is an <INSTRUMENTATION ITEM> and an <ELECTRIC CURRENT MEASURING INSTRUMENT> that operates by the rotation of the disc of an induction measuring element | [5 empty] | dm:ClassOfInanimatePhysicalObject
INDUCTION METER | [6 empty] | MOVING-IRON INSTRUMENT | [5 empty] | rdl:RDS871289 |  | A <MOVING-IRON INSTRUMENT> is an <INDUCTION METER> comprising a moveable piece of soft magnetic material which is actuated by a magnetic field created either by a current in a fixed coil or by one (or more) fixed piece(s) of soft magnetic material, magnetized by a current in the fixed coil | [5 empty] | dm:ClassOfInanimatePhysicalObject
INDUCTION METER | [6 empty] | MOVING-MAGNET INSTRUMENT | [5 empty] | rdl:RDS935909 |  | A <MOVING-MAGNET INSTRUMENT> is an <INDUCTION METER> that operates by the interaction of the magnetic field of a movable permanent magnet with a current in a fixed coil | [5 empty] | dm:ClassOfInanimatePhysicalObject
INDUCTION METER | [6 empty] | PERMANENT-MAGNETIC MOVING-COIL INSTRUMENT | [5 empty] | rdl:RDS935864 |  | A <PERMANENT-MAGNETIC MOVING-COIL INSTRUMENT> is an <INDUCTION METER> that operates by the interaction of a current in a movable coil within the field of a fixed permanent magnet | [5 empty] | dm:ClassOfInanimatePhysicalObject
INSTRUMENTATION ITEM | PROXIMITY MEASURING ELEMENT |  |  |  |  | INDUCTIVE PROXIMITY PROBE | [5 empty] | rdl:RDS11468260 |  | An <INDUCTIVE PROXIMITY PROBE> is an <INSTRUMENTATION ITEM> and a <PROXIMITY MEASURING ELEMENT> that senses proximity based on the use of induced magnetic fields | [5 empty] | dm:ClassOfInanimatePhysicalObject
INSTRUMENTATION ITEM | PROCESS ANALYSER |  |  |  |  | INFRARED ANALYSER | [5 empty] | rdl:RDS6466119 |  | An <INFRARED ANALYSER> is an <INSTRUMENTATION ITEM> and a <PROCESS ANALYSER> that applies the principle of infrared analysis | [5 empty] | dm:ClassOfInanimatePhysicalObject
FLAME DETECTING MEASURING ELEMENT | INSTRUMENTATION ITEM |  |  |  |  | INFRARED FLAME DETECTING MEASURING ELEMENT | [5 empty] | rdl:RDS2225325 |  | An <INFRARED FLAME DETECTING MEASURING ELEMENT> is an <INSTRUMENTATION ITEM> and a <FLAME DETECTING MEASURING ELEMENT> that is based on detecting infrared <RADIATION> | [5 empty] | dm:ClassOfInanimatePhysicalObject
INSTRUMENTATION ITEM | PROXIMITY MEASURING ELEMENT |  |  |  |  | INFRARED PROXIMITY PROBE | [5 empty] | rdl:RDS1466002331 |  | An <INFRARED PROXIMITY PROBE> is an <INSTRUMENTATION ITEM> and a <PROXIMITY MEASURING ELEMENT> that operates by sending out a beam of IR light, and then computing the distance to any nearby objects from characteristics of the returned (reflected) signal | [5 empty] | dm:ClassOfInanimatePhysicalObject
INSTRUMENTATION ITEM | SIGNAL RECEIVER |  |  |  |  | INFRARED RECEIVER | [5 empty] | rdl:RDS7477487 |  | An <INFRARED RECEIVER> is an <INSTRUMENTATION ITEM> and a <SIGNAL RECEIVER> that is capable of picking up infrared signals within line-of-sight and turn them into electrical impulses | [5 empty] | dm:ClassOfInanimatePhysicalObject
INSTRUMENTATION ITEM | RECORDER |  |  |  |  | INK JET RECORDER | [5 empty] | rdl:RDS916289 |  | A <INK JET RECORDER> is an <INSTRUMENTATION ITEM> and a <RECORDER> that is using an ink-jet printing head to record data on a chart | [5 empty] | dm:ClassOfInanimatePhysicalObject
CONTAINER | INSTRUMENTATION ITEM |  |  |  |  | INSTRUMENT BODY | [5 empty] | rdl:RDS486539 |  | An <INSTRUMENT BODY> is an <INSTRUMENTATION ITEM> and a <CONTAINER> containing the inner parts of an <INSTRUMENT ITEM> | [5 empty] | dm:ClassOfInanimatePhysicalObject
INSTRUMENT BODY | PRESSURIZED CONTAINER | [5 empty] | PRESSURIZED INSTRUMENT BODY | [5 empty] | rdl:RDS2227006 |  | A <PRESSURIZED INSTRUMENT BODY> is an <INSTRUMENT BODY> and a <PRESSURIZED CONTAINER> | [5 empty] | dm:ClassOfInanimatePhysicalObject
PRESSURIZED INSTRUMENT BODY | [7 empty] | DIAPHRAGM SEAL BODY | [5 empty] | rdl:RDS1461375341 |  | A <DIAPHRAGM SEAL BODY> is a <PRESSURIZED INSTRUMENT BODY> that is the main part of a <DIAPHRAGM SEAL> holding the <ISOLATING DIAPHRAGM> | [5 empty] | dm:ClassOfInanimatePhysicalObject
PRESSURIZED INSTRUMENT BODY | [7 empty] | IN-LINE INSTRUMENT BODY | [5 empty] | rdl:RDS461294 |  | An <IN-LINE INSTRUMENT BODY> is a <PRESSURIZED INSTRUMENT BODY> that is part of an instrument installed in a pipeline in such a manner that the centerline between its end connections coincides with the centerline of the adjacent pipeline components | [5 empty] | dm:ClassOfInanimatePhysicalObject
IN-LINE INSTRUMENT BODY | [8 empty] | ELECTROMAGNETIC FLOW METER BODY | [5 empty] | rdl:RDS7504760 |  | An <ELECTROMAGNETIC FLOW METER BODY> is an <IN-LINE INSTRUMENT BODY> that is intended for an electromagnetic flow meter. | [5 empty] | dm:ClassOfInanimatePhysicalObject
IN-LINE INSTRUMENT BODY | [8 empty] | MASS FLOW METER BODY | [5 empty] | rdl:RDS7917000 |  | A <MASS FLOW METER BODY> is an <IN-LINE INSTRUMENT BODY> that is intended for a mass flow meter. | [5 empty] | dm:ClassOfInanimatePhysicalObject
IN-LINE INSTRUMENT BODY | [8 empty] | POSITIVE DISPLACEMENT FLOW METER BODY | [5 empty] | rdl:RDS7496062 |  | A <POSITIVE DISPLACEMENT FLOW METER BODY> is an <IN-LINE INSTRUMENT BODY> that is intended for a positive displacement flow meter. | [5 empty] | dm:ClassOfInanimatePhysicalObject
IN-LINE INSTRUMENT BODY | [8 empty] | TURBINE FLOW METER BODY | [5 empty] | rdl:RDS7496000 |  | A <TURBINE FLOW METER BODY> is an <IN-LINE INSTRUMENT BODY> that is intended for a turbine flow meter. | [5 empty] | dm:ClassOfInanimatePhysicalObject
IN-LINE INSTRUMENT BODY | [8 empty] | VORTEX FLOW METER BODY | [5 empty] | rdl:RDS13417235 |  | A <VORTEX FLOW METER BODY> is an <IN-LINE INSTRUMENT BODY> that is a body of a flow meter with a <VOLUME FLOW MEASURING ELEMENT - VORTEX> | [5 empty] | dm:ClassOfInanimatePhysicalObject
PRESSURIZED INSTRUMENT BODY | [7 empty] | PRESSURE SENSOR BODY | [5 empty] | rdl:RDS820709 |  | A <PRESSURE SENSOR BODY> is a <PRESSURIZED INSTRUMENT BODY> that is designed for covering and protecting a pressure sensor | [5 empty] | dm:ClassOfInanimatePhysicalObject
BRACKET | INSTRUMENTATION ITEM |  |  |  |  | INSTRUMENT MOUNTING BRACKET | [5 empty] | rdl:RDS743624 |  | An <INSTRUMENT MOUNTING BRACKET> is an <INSTRUMENTATION ITEM> and a <BRACKET> that is intended for supporting an instrument | [5 empty] | dm:ClassOfInanimatePhysicalObject
INSTRUMENT MOUNTING BRACKET | [6 empty] | PANEL MOUNTING BRACKET | [5 empty] | rdl:RDS743714 |  | A <PANEL MOUNTING BRACKET> is an <INSTRUMENT MOUNTING BRACKET> that is a support structure for mounting an instrument on a panel or wall. | [5 empty] | dm:ClassOfInanimatePhysicalObject
INSTRUMENT MOUNTING BRACKET | [6 empty] | PIPE MOUNTING BRACKET | [5 empty] | rdl:RDS743669 |  | A <PIPE MOUNTING BRACKET> is an <INSTRUMENT MOUNTING BRACKET> that is a support structure for mounting an instrument on a pipe. | [5 empty] | dm:ClassOfInanimatePhysicalObject
INSTRUMENTATION ITEM | [5 empty] | INSTRUMENTATION ITEM WITH LIMIT SWITCHES | [5 empty] | rdl:RDS953639 |  | An <INSTRUMENTATION ITEM WITH LIMIT SWITCHES> is an <INSTRUMENTATION ITEM> in which the moving element operates switches at certain predetermined positions or values | [5 empty] | dm:ClassOfInanimatePhysicalObject
INSTRUMENTATION ITEM | [5 empty] | INSTRUMENTATION ITEM WITH LOCKING DEVICE | [5 empty] | rdl:RDS916649 |  | An <INSTRUMENTATION ITEM WITH LOCKING DEVICE> is an <INSTRUMENTATION ITEM> in which a device can lock the moving element in the position where it stands at a given time | [5 empty] | dm:ClassOfInanimatePhysicalObject
INSTRUMENTATION ITEM | MEASURING INSTRUMENT |  |  |  |  | INTEGRAL MEASURING INSTRUMENT | [5 empty] | rdl:RDS2221809 |  | An <INTEGRAL MEASURING INSTRUMENT> is an <INSTRUMENTATION ITEM> and a <MEASURING INSTRUMENT> with an internal <MEASURING ELEMENT> | [5 empty] | dm:ClassOfInanimatePhysicalObject
INSTRUMENTATION ITEM | MEASURING INSTRUMENT |  |  |  |  | INTEGRATING METER | [5 empty] | rdl:RDS870749 |  | An <INTEGRATING METER> is an <INSTRUMENTATION ITEM> and a <MEASURING INSTRUMENT> that measures the time integral of the named quantity | [5 empty] | dm:ClassOfInanimatePhysicalObject
INTEGRATING METER | POWER METER | [5 empty] | INTEGRATING POWER METER | [5 empty] | rdl:RDS871019 |  | An <INTEGRATING POWER METER> is an <INTEGRATING METER> and a <POWER METER> that is measuring the time integral of electrical power (kWh meter) | [5 empty] | dm:ClassOfInanimatePhysicalObject
INTEGRATING METER | REACTIVE POWER METER | [5 empty] | INTEGRATING REACTIVE POWER METER | [5 empty] | rdl:RDS871064 |  | An <INTEGRATING REACTIVE POWER METER> is an <INTEGRATING METER> and a <REACTIVE POWER METER> that is measuring the time integral of reactive electrical power | [5 empty] | dm:ClassOfInanimatePhysicalObject
INTEGRATING METER | VOLTMETER | [5 empty] | INTEGRATING VOLT METER | [5 empty] | rdl:RDS871199 |  | An <INTEGRATING VOLT METER> is an <INTEGRATING METER> and a <VOLTMETER> that is measuring the time integral of voltage | [5 empty] | dm:ClassOfInanimatePhysicalObject
INTEGRATING METER | VOLT-AMPERE METER | [5 empty] | INTEGRATING VOLT-AMPERE METER | [5 empty] | rdl:RDS871109 |  | An <INTEGRATING VOLT-AMPERE METER> is an <INTEGRATING METER> and a <VOLT-AMPERE METER> that is measuring the time integral of volt-ampere | [5 empty] | dm:ClassOfInanimatePhysicalObject
FLAME DETECTING MEASURING ELEMENT | INSTRUMENTATION ITEM |  |  |  |  | IR/IR FLAME DETECTING MEASURING ELEMENT | [5 empty] | rdl:RDS2225327 |  | An <IR/IR FLAME DETECTING MEASURING ELEMENT> is an <INSTRUMENTATION ITEM> and a <FLAME DETECTING MEASURING ELEMENT> that is based on detecting IR <RADIATION> and comparing this with a reference frequency | [5 empty] | dm:ClassOfInanimatePhysicalObject
FLAME DETECTING MEASURING ELEMENT | INSTRUMENTATION ITEM |  |  |  |  | IR3 FLAME DETECTING MEASURING ELEMENT | [5 empty] | rdl:RDS2225328 |  | An <IR3 FLAME DETECTING MEASURING ELEMENT> is an <INSTRUMENTATION ITEM> and a <FLAME DETECTING MEASURING ELEMENT> that is based on detecting IR <RADIATION> and comparing this with a reference frequency above and below that IR <RADIATION> | [5 empty] | dm:ClassOfInanimatePhysicalObject
INSTRUMENTATION ITEM | LEVEL GAUGE |  |  |  |  | LEVEL GAUGE GLASS | [5 empty] | rdl:RDS430199 |  | A <LEVEL GAUGE GLASS> is an <INSTRUMENTATION ITEM> and a <LEVEL GAUGE> that is a glass tubular device or vertical cylindrical device, often graduated, that indicates the level or amount of liquid in a tank or vessel | [5 empty] | dm:ClassOfInanimatePhysicalObject
INSTRUMENTATION ITEM | LEVEL MEASURING ELEMENT |  |  |  |  | LEVEL MEASURING ELEMENT - DISPLACER | [5 empty] | rdl:RDS222553 |  | A <LEVEL MEASURING ELEMENT - DISPLACER> is an <INSTRUMENTATION ITEM> and a <LEVEL MEASURING ELEMENT> that uses the buoyancy force from a suspended displacer that is immersed in the liquid | [5 empty] | dm:ClassOfInanimatePhysicalObject
ELECTRICAL APPARATUS | INSTRUMENTATION ITEM | LEVEL MEASURING ELEMENT |  |  |  | LEVEL MEASURING ELEMENT - ELECTRIC PROPERTY | [5 empty] | rdl:RDS222554 |  | A <LEVEL MEASURING ELEMENT - ELECTRIC PROPERTY> is an <INSTRUMENTATION ITEM> and a <LEVEL MEASURING ELEMENT> that uses the electric properties of a process material to measure its level | [5 empty] | dm:ClassOfInanimatePhysicalObject
LEVEL MEASURING ELEMENT - ELECTRIC PROPERTY | [6 empty] | LEVEL MEASURING ELEMENT - CAPACITANCE | [5 empty] | rdl:RDS6500394 |  | A <LEVEL MEASURING ELEMENT - CAPACITANCE> is a <LEVEL MEASURING ELEMENT - ELECTRIC PROPERTY> that senses the presence of a wide variety of solids, aqueous and organic liquids, and slurries. The technique is frequently referred to as RF for the radio frequency signals applied to the capacitance circuit | [5 empty] | dm:ClassOfInanimatePhysicalObject
LEVEL MEASURING ELEMENT - ELECTRIC PROPERTY | [6 empty] | LEVEL MEASURING ELEMENT - CONDUCTANCE | [5 empty] | rdl:RDS222555 |  | A <LEVEL MEASURING ELEMENT - CONDUCTANCE> is a <LEVEL MEASURING ELEMENT - ELECTRIC PROPERTY> that uses a low-voltage, current-limited power source applied across separate electrodes. The power supply is matched to the conductivity of the liquid, with higher voltage versions designed to operate in less conductive (higher resistance) mediums. A conductive liquid contacting both the longest probe (common) and a shorter probe (return) completes a conductive circuit | [5 empty] | dm:ClassOfInanimatePhysicalObject
LEVEL MEASURING ELEMENT - ELECTRIC PROPERTY | [6 empty] | LEVEL MEASURING ELEMENT - RF ADMITTANCE | [5 empty] | rdl:RDS222559 |  | A <LEVEL MEASURING ELEMENT - RF ADMITTANCE> is a <LEVEL MEASURING ELEMENT - ELECTRIC PROPERTY> that uses a rod probe and RF source to measures the change in admittance (a measure of how easily a circuit will allow a current to flow). When the level changes around the probe, a corresponding change in the di-electric is observed. This changes the admittance of this imperfect capacitor and this change is measured to detect change of level | [5 empty] | dm:ClassOfInanimatePhysicalObject
INSTRUMENTATION ITEM | LEVEL MEASURING ELEMENT |  |  |  |  | LEVEL MEASURING ELEMENT - FLOAT | [5 empty] | rdl:RDS851039 |  | A <LEVEL MEASURING ELEMENT - FLOAT> is an <INSTRUMENTATION ITEM> and a <LEVEL MEASURING ELEMENT> that involves the actuation of a mechanical switch actuated by a float | [5 empty] | dm:ClassOfInanimatePhysicalObject
LEVEL MEASURING ELEMENT - FLOAT | [6 empty] | LEVEL MEASURING ELEMENT - FLOAT - MAGNET | [5 empty] | rdl:RDS222561 |  | A <LEVEL MEASURING ELEMENT - FLOAT - MAGNET> is a <LEVEL MEASURING ELEMENT - FLOAT> that uses a magnet and resistors to determine the position of the float | [5 empty] | dm:ClassOfInanimatePhysicalObject
LEVEL MEASURING ELEMENT - FLOAT | [6 empty] | LEVEL MEASURING ELEMENT - FLOAT - RESISTIVE CHAIN | [5 empty] | rdl:RDS222562 |  | A <LEVEL MEASURING ELEMENT - FLOAT - RESISTIVE CHAIN> is a <LEVEL MEASURING ELEMENT - FLOAT> where a permanent magnet, sealed inside a float, moves up and down a stem in which closely spaced switches and resistors are sealed. When the switches are closed, the resistance is summed and converted to current or voltage signals that are proportional to the level of the liquid | [5 empty] | dm:ClassOfInanimatePhysicalObject
LEVEL MEASURING ELEMENT - FLOAT | [6 empty] | LEVEL MEASURING ELEMENT - MAGNETORESISTIVE FLOAT | [5 empty] | rdl:RDS222556 |  | A <LEVEL MEASURING ELEMENT - MAGNETORESISTIVE FLOAT> is a <LEVEL MEASURING ELEMENT - FLOAT> where a permanent magnet pair is sealed inside the float arm pivot. As the float moves up the motion and location are transmitted as the angular position of the magnetic field | [5 empty] | dm:ClassOfInanimatePhysicalObject
LEVEL MEASURING ELEMENT - FLOAT | [6 empty] | LEVEL MEASURING ELEMENT - MAGNETOSTRICTIVE | [5 empty] | rdl:RDS222560 |  | A <LEVEL MEASURING ELEMENT - MAGNETOSTRICTIVE> is a <LEVEL MEASURING ELEMENT -> <FLOAT> that uses the magnetostrictive effect to determine the position of the float | [5 empty] | dm:ClassOfInanimatePhysicalObject
LEVEL MEASURING ELEMENT - FLOAT | [6 empty] | LEVEL MEASURING ELEMENT - MAGNETOSTRICTIVE FLOAT | [5 empty] | rdl:RDS222557 |  | A <LEVEL MEASURING ELEMENT - MAGNETOSTRICTIVE FLOAT> is a <LEVEL MEASURING ELEMENT - FLOAT> where a permanent magnet, sealed inside a float, travels up and down a stem in which a magnetostrictive wire is sealed. For high-accuracy, continuous level measurement of a wide variety of liquids | [5 empty] | dm:ClassOfInanimatePhysicalObject
LEVEL MEASURING ELEMENT - FLOAT | [6 empty] | LEVEL MEASURING ELEMENT - TILTED FLOAT | [5 empty] | rdl:RDS2227364 |  | A <LEVEL MEASURING ELEMENT - TILTED FLOAT> is a <LEVEL MEASURING ELEMENT - FLOAT> that uses the tilting of the float | [5 empty] | dm:ClassOfInanimatePhysicalObject
INSTRUMENTATION ITEM | LEVEL MEASURING ELEMENT |  |  |  |  | LEVEL MEASURING ELEMENT - GRAVIMETRIC | [5 empty] | rdl:RDS2221820 |  | A <LEVEL MEASURING ELEMENT - GRAVIMETRIC> is an <INSTRUMENTATION ITEM> and a <LEVEL MEASURING ELEMENT> that measures <LIQUID LEVEL> on the basis of the <WEIGHT> of the <LIQUID COMPOUNG> contained by the <VESSEL> | [5 empty] | dm:ClassOfInanimatePhysicalObject
INSTRUMENTATION ITEM | LEVEL MEASURING ELEMENT |  |  |  |  | LEVEL MEASURING ELEMENT - HYDROSTATIC PRESSURE | [5 empty] | rdl:RDS222563 |  | A <LEVEL MEASURING ELEMENT - HYDROSTATIC PRESSURE> is an <INSTRUMENTATION ITEM> and a <LEVEL MEASURING ELEMENT> that is a submersible or externally mounted pressure sensor that senses increasing pressure with depth | [5 empty] | dm:ClassOfInanimatePhysicalObject
LEVEL MEASURING ELEMENT - HYDROSTATIC PRESSURE | [6 empty] | LEVEL MEASURING ELEMENT - DIFFERENTIAL PRESSURE | [5 empty] | rdl:RDS222564 |  | A <LEVEL MEASURING ELEMENT - DIFFERENTIAL PRESSURE> is a <LEVEL MEASURING ELEMENT - HYDROSTATIC PRESSURE> that is measuring liquid level by sensing pressure difference between two points, e.g. the hydrostatic pressure at the bottom of a tank to the atmosphere pressure | [5 empty] | dm:ClassOfInanimatePhysicalObject
LEVEL MEASURING ELEMENT - HYDROSTATIC PRESSURE | [6 empty] | LEVEL MEASURING ELEMENT - PRESSURE | [5 empty] | rdl:RDS222565 |  | A <LEVEL MEASURING ELEMENT - PRESSURE> is a <LEVEL MEASURING ELEMENT - HYDROSTATIC PRESSURE> that uses gauge pressure to measure level | [5 empty] | dm:ClassOfInanimatePhysicalObject
LEVEL MEASURING ELEMENT - PRESSURE | [7 empty] | LEVEL MEASURING ELEMENT - AIR BUBBLER SYSTEM | [5 empty] | rdl:RDS222566 |  | A <LEVEL MEASURING ELEMENT - AIR BUBBLER SYSTEM> is a <LEVEL MEASURING ELEMENT - PRESSURE> that uses a tube with an opening below the surface of the liquid level. A fixed flow of air is passed through the tube. Pressure in the tube is proportional to the depth (and density) of the liquid over the outlet of the tube | [5 empty] | dm:ClassOfInanimatePhysicalObject
LEVEL MEASURING ELEMENT - PRESSURE | [7 empty] | LEVEL MEASURING ELEMENT - IMMERSION | [5 empty] | rdl:RDS222567 |  | A <LEVEL MEASURING ELEMENT - IMMERSION> is a <LEVEL MEASURING ELEMENT - PRESSURE> the sensing element of which is immersed in the liquid to be measured | [5 empty] | dm:ClassOfInanimatePhysicalObject
INSTRUMENTATION ITEM | LEVEL MEASURING ELEMENT |  |  |  |  | LEVEL MEASURING ELEMENT - LASER | [5 empty] | rdl:RDS2221827 |  | A <LEVEL MEASURING ELEMENT - LASER> is an <INSTRUMENTATION ITEM> and a <LEVEL MEASURING ELEMENT> that uses the travelling time of a laser beam to measure level | [5 empty] | dm:ClassOfInanimatePhysicalObject
INSTRUMENTATION ITEM | LEVEL MEASURING ELEMENT |  |  |  |  | LEVEL MEASURING ELEMENT - MECHANICAL | [5 empty] | rdl:RDS222568 |  | A <LEVEL MEASURING ELEMENT - MECHANICAL> is an <INSTRUMENTATION ITEM> and a <LEVEL MEASURING ELEMENT> that uses mechanical means to measure level | [5 empty] | dm:ClassOfInanimatePhysicalObject
LEVEL MEASURING ELEMENT - MECHANICAL | [6 empty] | LEVEL MEASURING ELEMENT - PLUMB BOB | [5 empty] | rdl:RDS222569 |  | A <LEVEL MEASURING ELEMENT - PLUMB BOB> is a <LEVEL MEASURING ELEMENT - MECHANICAL> that uses a wire or tape with a body as sensing element to measure level | [5 empty] | dm:ClassOfInanimatePhysicalObject
LEVEL MEASURING ELEMENT - MECHANICAL | [6 empty] | LEVEL MEASURING ELEMENT - ROTATING PADDLE | [5 empty] | rdl:RDS222570 |  | A <LEVEL MEASURING ELEMENT - ROTATING PADDLE> is a <LEVEL MEASURING ELEMENT - MECHANICAL> that is an established technique for bulk solid point level indication. It uses a low-speed gear motor that rotates a paddle wheel. When the paddle is stalled by solid materials, the motor is rotated on its shaft by its own torque until a flange mounted on the motor contacts a mechanical switch | [5 empty] | dm:ClassOfInanimatePhysicalObject
LEVEL MEASURING ELEMENT - MECHANICAL | [6 empty] | LEVEL MEASURING ELEMENT - SERVO | [5 empty] | rdl:RDS222571 |  | A <LEVEL MEASURING ELEMENT - SERVO> is a <LEVEL MEASURING ELEMENT - MECHANICAL> that uses a float and a wire fed by a servo motor to measure level | [5 empty] | dm:ClassOfInanimatePhysicalObject
LEVEL MEASURING ELEMENT - MECHANICAL | [6 empty] | LEVEL MEASURING ELEMENT - VIBRATING | [5 empty] | rdl:RDS2224563 |  | A <LEVEL MEASURING ELEMENT - VIBRATING> is a <LEVEL MEASURING ELEMENT - MECHANICAL> that is vibrating to measure level | [5 empty] | dm:ClassOfInanimatePhysicalObject
LEVEL MEASURING ELEMENT - VIBRATING | [7 empty] | LEVEL MEASURING ELEMENT - SINGLE PROBE VIBRATING | [5 empty] | rdl:RDS222572 |  | A <LEVEL MEASURING ELEMENT - SINGLE PROBE VIBRATING> is a <LEVEL MEASURING ELEMENT - VIBRATING> for bulk powder level measurement. It is not affected by dust, static-charge build-up from dielectric powders, or changes in conductivity, temperature, pressure, humidity or moisture content. Since only one sensing element contacts the powder, bridging between two probe elements is eliminated and media build-up is minimized | [5 empty] | dm:ClassOfInanimatePhysicalObject
LEVEL MEASURING ELEMENT - VIBRATING | [7 empty] | LEVEL MEASURING ELEMENT - TUNING FORK VIBRATING | [5 empty] | rdl:RDS222573 |  | A <LEVEL MEASURING ELEMENT - TUNING FORK VIBRATING> is a <LEVEL MEASURING ELEMENT - VIBRATING> for bulk powder level measurement. It is not affected by dust, static-charge build-up from dielectric powders, or changes in conductivity, temperature, pressure, humidity or moisture content, but it is prone to material buildup between the tines | [5 empty] | dm:ClassOfInanimatePhysicalObject
INSTRUMENTATION ITEM | LEVEL MEASURING ELEMENT |  |  |  |  | LEVEL MEASURING ELEMENT - NUCLEAR | [5 empty] | rdl:RDS222574 |  | A <LEVEL MEASURING ELEMENT - NUCLEAR> is an <INSTRUMENTATION ITEM> and a <LEVEL MEASURING ELEMENT> that uses the absorption of gamma radiation by process material to measure level | [5 empty] | dm:ClassOfInanimatePhysicalObject
INSTRUMENTATION ITEM | LEVEL MEASURING ELEMENT |  |  |  |  | LEVEL MEASURING ELEMENT - OPTICAL | [5 empty] | rdl:RDS222575 |  | A <LEVEL MEASURING ELEMENT - OPTICAL> is an <INSTRUMENTATION ITEM> and a <LEVEL MEASURING ELEMENT> that uses the transmission, reflection or refraction of light by the process material to measure level | [5 empty] | dm:ClassOfInanimatePhysicalObject
LEVEL MEASURING ELEMENT - OPTICAL | [6 empty] | LEVEL MEASURING ELEMENT - OPTICAL INFRARED | [5 empty] | rdl:RDS222576 |  | A <LEVEL MEASURING ELEMENT - OPTICAL INFRARED> is a <LEVEL MEASURING ELEMENT - OPTICAL> that is used for point level sensing of sediments, liquids with suspended solids, and liquid-liquid interfaces. These sensors sense the decrease or change in transmission of infrared light emitted from an infrared diode (LED) | [5 empty] | dm:ClassOfInanimatePhysicalObject
LEVEL MEASURING ELEMENT - OPTICAL | [6 empty] | LEVEL MEASURING ELEMENT - OPTICAL LASER | [5 empty] | rdl:RDS222577 |  | A <LEVEL MEASURING ELEMENT - OPTICAL LASER> is a <LEVEL MEASURING ELEMENT - OPTICAL> that involves the use of a laser. Laser light reflects off most solid, liquid surfaces. The time of flight can be measured with precise timing circuitry, to determine the range or distance of the surface from the sensor | [5 empty] | dm:ClassOfInanimatePhysicalObject
LEVEL MEASURING ELEMENT - OPTICAL LASER | [7 empty] | LEVEL MEASURING ELEMENT - OPTICAL REFLECTION | [5 empty] | rdl:RDS2227371 |  | A <LEVEL MEASURING ELEMENT - OPTICAL REFLECTION> is a <LEVEL MEASURING ELEMENT - OPTICAL LASER> that uses the principle of reflection to measure level | [5 empty] | dm:ClassOfInanimatePhysicalObject
LEVEL MEASURING ELEMENT - OPTICAL LASER | [7 empty] | LEVEL MEASURING ELEMENT - OPTICAL REFRACTION | [5 empty] | rdl:RDS222578 |  | A <LEVEL MEASURING ELEMENT - OPTICAL REFRACTION> is a <LEVEL MEASURING ELEMENT - OPTICAL LASER> that uses the difference between the refractive index of the process fluid and the material of the sensing element to measure level | [5 empty] | dm:ClassOfInanimatePhysicalObject
INSTRUMENTATION ITEM | LEVEL MEASURING ELEMENT |  |  |  |  | LEVEL MEASURING ELEMENT - REFRACTIVE | [5 empty] | rdl:RDS2221823 |  | A <LEVEL MEASURING ELEMENT - REFRACTIVE> is an <INSTRUMENTATION ITEM> and a <LEVEL MEASURING ELEMENT> that uses the difference between the refractive index of the process fluid and the material of the sensing element to measure level | [5 empty] | dm:ClassOfInanimatePhysicalObject
INSTRUMENTATION ITEM | LEVEL MEASURING ELEMENT |  |  |  |  | LEVEL MEASURING ELEMENT - WAVE | [5 empty] | rdl:RDS222579 |  | A <LEVEL MEASURING ELEMENT - WAVE> is an <INSTRUMENTATION ITEM> and a <LEVEL MEASURING ELEMENT> that measures the level by detecting either a propagation time or a damping of a propagation phenomenon of waves | [5 empty] | dm:ClassOfInanimatePhysicalObject
LEVEL MEASURING ELEMENT - WAVE | [6 empty] | LEVEL MEASURING ELEMENT - ULTRASONIC | [5 empty] | rdl:RDS11468384 |  | A <LEVEL MEASURING ELEMENT - ULTRASONIC> is a <LEVEL MEASURING ELEMENT - WAVE> that is used for non-contact level sensing of liquids and bulk solids. It emits high frequency (20 kHz to 200 kHz) acoustic waves that are reflected back to and detected by the emitting transducer. Ultrasonic sensors can be designed to provide point level control, continuous monitoring or both | [5 empty] | dm:ClassOfInanimatePhysicalObject
LEVEL MEASURING ELEMENT - WAVE | [6 empty] | LEVEL MEASURING ELEMENT - FREE-SPACE RADAR | [5 empty] | rdl:RDS222580 |  | A <LEVEL MEASURING ELEMENT - FREE-SPACE RADAR> is a <LEVEL MEASURING ELEMENT - WAVE> that uses the travelling time of a radar beam to measure level | [5 empty] | dm:ClassOfInanimatePhysicalObject
LEVEL MEASURING ELEMENT - FREE-SPACE RADAR | [7 empty] | LEVEL MEASURING ELEMENT - CONTINUOUS-WAVE RADAR | [5 empty] | rdl:RDS222581 |  | A <LEVEL MEASURING ELEMENT - CONTINUOUS-WAVE RADAR> is a <LEVEL MEASURING ELEMENT - FREE-SPACE RADAR> that uses a continuous radar wave to measure level | [5 empty] | dm:ClassOfInanimatePhysicalObject
LEVEL MEASURING ELEMENT - FREE-SPACE RADAR | [7 empty] | LEVEL MEASURING ELEMENT - PULSED-WAVE RADAR | [5 empty] | rdl:RDS222582 |  | A <LEVEL MEASURING ELEMENT - PULSED-WAVE RADAR> is a <LEVEL MEASURING ELEMENT - FREE-SPACE RADAR> that uses a pulsed radar wave to measure level | [5 empty] | dm:ClassOfInanimatePhysicalObject
LEVEL MEASURING ELEMENT - WAVE | [6 empty] | LEVEL MEASURING ELEMENT - GAMMA RAY | [5 empty] | rdl:RDS222583 |  | A <LEVEL MEASURING ELEMENT - GAMMA RAY> is a <LEVEL MEASURING ELEMENT - WAVE> that measures level by the attenuation of gamma rays passing through a process vessel. The technique is used to regulate the level of molten steel in a continuous casting process of steelmaking | [5 empty] | dm:ClassOfInanimatePhysicalObject
LEVEL MEASURING ELEMENT - WAVE | [6 empty] | LEVEL MEASURING ELEMENT - GUIDED-WAVE RADAR | [5 empty] | rdl:RDS222584 |  | A <LEVEL MEASURING ELEMENT - GUIDED-WAVE RADAR> is a <LEVEL MEASURING ELEMENT - WAVE> that emits a wave that is guided by a rod, cable or rope to the surface of process material and uses the time of flight of the reflected wave to measure level | [5 empty] | dm:ClassOfInanimatePhysicalObject
LEVEL MEASURING ELEMENT - WAVE | [6 empty] | LEVEL MEASURING ELEMENT - PULSED MICROWAVE | [5 empty] | rdl:RDS222585 |  | A <LEVEL MEASURING ELEMENT - PULSED MICROWAVE> is a <LEVEL MEASURING ELEMENT - WAVE> that using a Pulsed Reflectometry signal processing technique | [5 empty] | dm:ClassOfInanimatePhysicalObject
LEVEL MEASURING ELEMENT - WAVE | [6 empty] | LEVEL MEASURING ELEMENT - TDR MICROWAVE | [5 empty] | rdl:RDS222586 |  | A <LEVEL MEASURING ELEMENT - TDR MICROWAVE> is a <LEVEL MEASURING ELEMENT - WAVE> using a Time-Domain Reflectometry signal processing technique which is a measurement of time of flight divided by the speed of light | [5 empty] | dm:ClassOfInanimatePhysicalObject
INSTRUMENTATION ITEM | LEVEL MEASURING INSTRUMENT |  |  |  |  | LEVEL MEASURING INSTRUMENT - MAGNETOSTRICTIVE FLOAT | [5 empty] | rdl:RDS7966550 |  | A <LEVEL MEASURING INSTRUMENT - MAGNETOSTRICTIVE FLOAT> is an <INSTRUMENTATION ITEM> and a <LEVEL MEASURING INSTRUMENT> that handles the measurement results of a <LEVEL MEASURING ELEMENT - MAGNETOSTRICTIVE FLOAT>. | [5 empty] | dm:ClassOfInanimatePhysicalObject
INSTRUMENTATION ITEM | LEVEL MEASURING INSTRUMENT |  |  |  |  | LEVEL MEASURING INSTRUMENT - CONTINUOUS-WAVE RADAR | [5 empty] | rdl:RDS2221825 |  | A <LEVEL MEASURING INSTRUMENT - CONTINUOUS-WAVE RADAR> is an <INSTRUMENTATION ITEM> and a <LEVEL MEASURING INSTRUMENT> that handles the measurement results of a <LEVEL MEASURING ELEMENT - CONTINUOUS-WAVE RADAR> | [5 empty] | dm:ClassOfInanimatePhysicalObject
INSTRUMENTATION ITEM | LEVEL MEASURING INSTRUMENT |  |  |  |  | LEVEL MEASURING INSTRUMENT - DISPLACER | [5 empty] | rdl:RDS2224047 |  | A <LEVEL MEASURING INSTRUMENT - DISPLACER> is an <INSTRUMENTATION ITEM> and a <LEVEL MEASURING INSTRUMENT> that handles the measurement results of a <LEVEL MEASURING ELEMENT - DISPLACER> | [5 empty] | dm:ClassOfInanimatePhysicalObject
INSTRUMENTATION ITEM | LEVEL MEASURING INSTRUMENT |  |  |  |  | LEVEL MEASURING INSTRUMENT - ELECTRIC PROPERTY | [5 empty] | rdl:RDS2224048 |  | A <LEVEL MEASURING INSTRUMENT - ELECTRIC PROPERTY> is an <INSTRUMENTATION ITEM> and a <LEVEL MEASURING INSTRUMENT> that handles the measurement results of a <LEVEL MEASURING ELEMENT - ELECTRIC PROPERTY> | [5 empty] | dm:ClassOfInanimatePhysicalObject
LEVEL MEASURING INSTRUMENT - ELECTRIC PROPERTY | [6 empty] | LEVEL MEASURING INSTRUMENT - CAPACITANCE | [5 empty] | rdl:RDS2227639 |  | A <LEVEL MEASURING INSTRUMENT - CAPACITANCE> is a <LEVEL MEASURING INSTRUMENT - ELECTRIC PROPERTY> that handles the measurement result from a <LEVEL MEASURING ELEMENT - CAPACITANCE> | [5 empty] | dm:ClassOfInanimatePhysicalObject
LEVEL MEASURING INSTRUMENT - ELECTRIC PROPERTY | [6 empty] | LEVEL MEASURING INSTRUMENT - CONDUCTANCE | [5 empty] | rdl:RDS2227640 |  | A <LEVEL MEASURING INSTRUMENT - CONDUCTANCE> is a <LEVEL MEASURING INSTRUMENT - ELECTRIC PROPERTY> that handles the measurement result from a <LEVEL MEASURING ELEMENT - CONDUCTANCE> | [5 empty] | dm:ClassOfInanimatePhysicalObject
LEVEL MEASURING INSTRUMENT - ELECTRIC PROPERTY | [6 empty] | LEVEL MEASURING INSTRUMENT - RF ADMITTANCE | [5 empty] | rdl:RDS2227641 |  | A <LEVEL MEASURING INSTRUMENT - RF ADMITTANCE> is a <LEVEL MEASURING INSTRUMENT - ELECTRIC PROPERTY> that handles the measurement result from a <LEVEL MEASURING ELEMENT - RF ADMITTANCE> | [5 empty] | dm:ClassOfInanimatePhysicalObject
INSTRUMENTATION ITEM | LEVEL MEASURING INSTRUMENT |  |  |  |  | LEVEL MEASURING INSTRUMENT - FLOAT | [5 empty] | rdl:RDS2224049 |  | A <LEVEL MEASURING INSTRUMENT - FLOAT> is an <INSTRUMENTATION ITEM> and a <LEVEL MEASURING INSTRUMENT> that handles the measurement results of a <LEVEL MEASURING ELEMENT - FLOAT> | [5 empty] | dm:ClassOfInanimatePhysicalObject
LEVEL MEASURING INSTRUMENT - FLOAT | [6 empty] | LEVEL MEASURING INSTRUMENT - MAGNET | [5 empty] | rdl:RDS2227642 |  | A <LEVEL MEASURING INSTRUMENT - MAGNET> is a <LEVEL MEASURING INSTRUMENT - FLOAT> that handles the measurement result from a <LEVEL MEASURING ELEMENT - MAGNET> | [5 empty] | dm:ClassOfInanimatePhysicalObject
LEVEL MEASURING INSTRUMENT - FLOAT | [6 empty] | LEVEL MEASURING INSTRUMENT - MAGNETOSTRICTIVE | [5 empty] | rdl:RDS2227645 |  | A <LEVEL MEASURING INSTRUMENT - MAGNETOSTRICTIVE> is a <LEVEL MEASURING INSTRUMENT - FLOAT> that handles the measurement result from a <LEVEL MEASURING ELEMENT - MAGNETOSTRICTIVE> | [5 empty] | dm:ClassOfInanimatePhysicalObject
LEVEL MEASURING INSTRUMENT - FLOAT | [6 empty] | LEVEL MEASURING INSTRUMENT - RESISTIVE CHAIN | [5 empty] | rdl:RDS2227643 |  | A <LEVEL MEASURING INSTRUMENT - RESISTIVE CHAIN> is a <LEVEL MEASURING INSTRUMENT - FLOAT> that handles the measurement result from a <LEVEL MEASURING ELEMENT - RESISTIVE CHAIN> | [5 empty] | dm:ClassOfInanimatePhysicalObject
LEVEL MEASURING INSTRUMENT - FLOAT | [6 empty] | LEVEL MEASURING INSTRUMENT - TILTED FLOAT | [5 empty] | rdl:RDS2227363 |  | A <LEVEL MEASURING INSTRUMENT - TILTED FLOAT> is a <LEVEL MEASURING INSTRUMENT - FLOAT> that handles the measurement results of a <LEVEL MEASURING ELEMENT - TILTED FLOAT> | [5 empty] | dm:ClassOfInanimatePhysicalObject
LEVEL MEASURING INSTRUMENT - FLOAT | [6 empty] | LEVEL MEASURING INSTRUMENT - MAGNETORESISTIVE FLOAT | [5 empty] | rdl:RDS2227644 |  | A <LEVEL MEASURING INSTRUMENT - MAGNETORESISTIVE FLOAT> is a <LEVEL MEASURING INSTRUMENT - FLOAT> that handles the measurement result from a <LEVEL MEASURING ELEMENT -MAGNETORESISTIVE FLOAT > | [5 empty] | dm:ClassOfInanimatePhysicalObject
INSTRUMENTATION ITEM | LEVEL MEASURING INSTRUMENT |  |  |  |  | LEVEL MEASURING INSTRUMENT - GRAVIMETRIC | [5 empty] | rdl:RDS2221821 |  | A <LEVEL MEASURING INSTRUMENT - GRAVIMETRIC> is an <INSTRUMENTATION ITEM> and a <LEVEL MEASURING INSTRUMENT> that handles the measurement results of a <LEVEL MEASURING ELEMENT - GRAVIMETRIC> | [5 empty] | dm:ClassOfInanimatePhysicalObject
INSTRUMENTATION ITEM | LEVEL MEASURING INSTRUMENT |  |  |  |  | LEVEL MEASURING INSTRUMENT - HYDROSTATIC PRESSURE | [5 empty] | rdl:RDS2224050 |  | A <LEVEL MEASURING INSTRUMENT - HYDROSTATIC PRESSURE> is an <INSTRUMENTATION ITEM> and a <LEVEL MEASURING INSTRUMENT> that handles the measurement results of a <LEVEL MEASURING INSTRUELEMENT - HYDROSTATIC PRESSURE> | [5 empty] | dm:ClassOfInanimatePhysicalObject
LEVEL MEASURING INSTRUMENT - HYDROSTATIC PRESSURE | [6 empty] | LEVEL MEASURING INSTRUMENT - DIFFERENTIAL PRESSURE | [5 empty] | rdl:RDS2224051 |  | A <LEVEL MEASURING INSTRUMENT - DIFFERENTIAL PRESSURE> is a <LEVEL MEASURING INSTRUMENT - HYDROSTATIC PRESSURE> that handles the measurement results of a <LEVEL MEASURING ELEMENT - DIFFERENTIAL PRESSURE> | [5 empty] | dm:ClassOfInanimatePhysicalObject
LEVEL MEASURING INSTRUMENT - HYDROSTATIC PRESSURE | [6 empty] | LEVEL MEASURING INSTRUMENT - PRESSURE | [5 empty] | rdl:RDS2224052 |  | A <LEVEL MEASURING INSTRUMENT - PRESSURE> is a <LEVEL MEASURING INSTRUMENT - HYDROSTATIC PRESSURE> that handles the measurement results of a <LEVEL MEASURING ELEMENT - PRESSURE> | [5 empty] | dm:ClassOfInanimatePhysicalObject
INSTRUMENTATION ITEM | LEVEL MEASURING INSTRUMENT |  |  |  |  | LEVEL MEASURING INSTRUMENT - IMMERSION | [5 empty] | rdl:RDS2221822 |  | A <LEVEL MEASURING INSTRUMENT - IMMERSION> is an <INSTRUMENTATION ITEM> and a <LEVEL MEASURING INSTRUMENT> that handles the measurement results of a <LEVEL MEASURING ELEMENT - IMMERSION> | [5 empty] | dm:ClassOfInanimatePhysicalObject
INSTRUMENTATION ITEM | LEVEL MEASURING INSTRUMENT |  |  |  |  | LEVEL MEASURING INSTRUMENT - LASER | [5 empty] | rdl:RDS2221828 |  | A <LEVEL MEASURING INSTRUMENT - LASER> is an <INSTRUMENTATION ITEM> and a <LEVEL MEASURING INSTRUMENT> that handles the measurement results of a <LEVEL MEASURING ELEMENT - LASER> | [5 empty] | dm:ClassOfInanimatePhysicalObject
INSTRUMENTATION ITEM | LEVEL MEASURING INSTRUMENT |  |  |  |  | LEVEL MEASURING INSTRUMENT - MECHANICAL | [5 empty] | rdl:RDS2224053 |  | A <LEVEL MEASURING INSTRUMENT - MECHANICAL> is an <INSTRUMENTATION ITEM> and a <LEVEL MEASURING INSTRUMENT> that handles the measurement results of a <LEVEL MEASURING ELEMENT - MECHANICAL> | [5 empty] | dm:ClassOfInanimatePhysicalObject
LEVEL MEASURING INSTRUMENT - MECHANICAL | [6 empty] | LEVEL MEASURING INSTRUMENT - PLUMB BOB | [5 empty] | rdl:RDS2227647 |  | A <LEVEL MEASURING INSTRUMENT - PLUMB BOB> is a <LEVEL MEASURING INSTRUMENT - MECHANICAL> that handles the measurement result from a <LEVEL MEASURING ELEMENT -PLUMB BOB> | [5 empty] | dm:ClassOfInanimatePhysicalObject
LEVEL MEASURING INSTRUMENT - MECHANICAL | [6 empty] | LEVEL MEASURING INSTRUMENT - ROTATING PADDLE | [5 empty] | rdl:RDS2227648 |  | A <LEVEL MEASURING INSTRUMENT - ROTATING PADDLE> is a <LEVEL MEASURING INSTRUMENT - MECHANICAL> that handles the measurement result from a <LEVEL MEASURING ELEMENT -ROTATING PADDLE> | [5 empty] | dm:ClassOfInanimatePhysicalObject
LEVEL MEASURING INSTRUMENT - MECHANICAL | [6 empty] | LEVEL MEASURING INSTRUMENT - SERVO | [5 empty] | rdl:RDS2227649 |  | A <LEVEL MEASURING INSTRUMENT - SERVO> is a <LEVEL MEASURING INSTRUMENT - MECHANICAL> that handles the measurement result from a <LEVEL MEASURING ELEMENT -SERVO> | [5 empty] | dm:ClassOfInanimatePhysicalObject
LEVEL MEASURING INSTRUMENT - MECHANICAL | [6 empty] | LEVEL MEASURING INSTRUMENT - VIBRATING | [5 empty] | rdl:RDS2227650 |  | A <LEVEL MEASURING INSTRUMENT - VIBRATING> is a <LEVEL MEASURING INSTRUMENT - MECHANICAL> that handles the measurement result from a <LEVEL MEASURING ELEMENT -VIBRATING> | [5 empty] | dm:ClassOfInanimatePhysicalObject
LEVEL MEASURING INSTRUMENT - VIBRATING | [7 empty] | LEVEL MEASURING INSTRUMENT - SINGLE PROBE VIBRATING | [5 empty] | rdl:RDS2227367 |  | A <LEVEL MEASURING INSTRUMENT - SINGLE PROBE VIBRATING> is a <LEVEL MEASURING INSTRUMENT - VIBRATING> that handles the measurement results of a <LEVEL MEASURING ELEMENT - SINGLE PROBE VIBRATING> | [5 empty] | dm:ClassOfInanimatePhysicalObject
LEVEL MEASURING INSTRUMENT - VIBRATING | [7 empty] | LEVEL MEASURING INSTRUMENT - TUNING FORK VIBRATING | [5 empty] | rdl:RDS2227368 |  | A <LEVEL MEASURING INSTRUMENT - TUNING FORK VIBRATING> is a <LEVEL MEASURING INSTRUMENT - VIBRATING> that handles the measurement results of a <LEVEL MEASURING ELEMENT - TUNING FORK VIBRATING> | [5 empty] | dm:ClassOfInanimatePhysicalObject
INSTRUMENTATION ITEM | LEVEL MEASURING INSTRUMENT |  |  |  |  | LEVEL MEASURING INSTRUMENT - NUCLEAR | [5 empty] | rdl:RDS2224054 |  | A <LEVEL MEASURING INSTRUMENT - NUCLEAR> is an <INSTRUMENTATION ITEM> and a <LEVEL MEASURING INSTRUMENT> that handles the measurement results of a <LEVEL MEASURING ELEMENT - NUCLEAR> | [5 empty] | dm:ClassOfInanimatePhysicalObject
INSTRUMENTATION ITEM | LEVEL MEASURING INSTRUMENT |  |  |  |  | LEVEL MEASURING INSTRUMENT - OPTICAL | [5 empty] | rdl:RDS2224055 |  | A <LEVEL MEASURING INSTRUMENT - OPTICAL> is an <INSTRUMENTATION ITEM> and a <LEVEL MEASURING INSTRUMENT> that handles the measurement results of a <LEVEL MEASURING ELEMENT - OPTICAL> | [5 empty] | dm:ClassOfInanimatePhysicalObject
LEVEL MEASURING INSTRUMENT - OPTICAL | [6 empty] | LEVEL MEASURING INSTRUMENT - OPTICAL REFLECTION | [5 empty] | rdl:RDS2227369 |  | A <LEVEL MEASURING INSTRUMENT - OPTICAL REFLECTION> is a <LEVEL MEASURING INSTRUMENT - OPTICAL> that handles the measurement results of a <LEVEL MEASURING ELEMENT - OPTICAL REFLECTION> | [5 empty] | dm:ClassOfInanimatePhysicalObject
LEVEL MEASURING INSTRUMENT - OPTICAL | [6 empty] | LEVEL MEASURING INSTRUMENT - OPTICAL REFRACTION | [5 empty] | rdl:RDS2227370 |  | A <LEVEL MEASURING INSTRUMENT - OPTICAL REFRACTION> is a <LEVEL MEASURING INSTRUMENT - OPTICAL> that handles the measurement results of a <LEVEL MEASURING ELEMENT - OPTICAL REFRACTION> | [5 empty] | dm:ClassOfInanimatePhysicalObject
INSTRUMENTATION ITEM | LEVEL MEASURING INSTRUMENT |  |  |  |  | LEVEL MEASURING INSTRUMENT - PULSED-WAVE RADAR | [5 empty] | rdl:RDS2221826 |  | A <LEVEL MEASURING INSTRUMENT - PULSED-WAVE RADAR> is an <INSTRUMENTATION ITEM> and a <LEVEL MEASURING INSTRUMENT> that handles the measurement results of a <LEVEL MEASURING ELEMENT - PULSED-WAVE RADAR> | [5 empty] | dm:ClassOfInanimatePhysicalObject
INSTRUMENTATION ITEM | LEVEL MEASURING INSTRUMENT |  |  |  |  | LEVEL MEASURING INSTRUMENT - REFRACTIVE | [5 empty] | rdl:RDS2221824 |  | A <LEVEL MEASURING INSTRUMENT - REFRACTIVE> is an <INSTRUMENTATION ITEM> and a <LEVEL MEASURING INSTRUMENT> that handles the measurement results of a <LEVEL MEASURING ELEMENT - REFRACTIVE> | [5 empty] | dm:ClassOfInanimatePhysicalObject
INSTRUMENTATION ITEM | LEVEL MEASURING INSTRUMENT |  |  |  |  | LEVEL MEASURING INSTRUMENT - WAVE | [5 empty] | rdl:RDS2224056 |  | A <LEVEL MEASURING INSTRUMENT - WAVE> is an <INSTRUMENTATION ITEM> and a <LEVEL MEASURING INSTRUMENT> that handles the measurement results of a <LEVEL MEASURING ELEMENT - WAVE> | [5 empty] | dm:ClassOfInanimatePhysicalObject
LEVEL MEASURING INSTRUMENT - WAVE | [6 empty] | LEVEL MEASURING INSTRUMENT - FREE-SPACE RADAR | [5 empty] | rdl:RDS2224110 |  | A <LEVEL MEASURING INSTRUMENT - FREE-SPACE RADAR> is a <LEVEL MEASURING INSTRUMENT - WAVE> that handles the measurement results of a <LEVEL MEASURING ELEMENT - FREE-SPACE RADAR> | [5 empty] | dm:ClassOfInanimatePhysicalObject
LEVEL MEASURING INSTRUMENT - WAVE | [6 empty] | LEVEL MEASURING INSTRUMENT - GAMMA RAY | [5 empty] | rdl:RDS2224111 |  | A <LEVEL MEASURING INSTRUMENT - GAMMA RAY> is a <LEVEL MEASURING INSTRUMENT - WAVE> that handles the measurement results of a <LEVEL MEASURING ELEMENT - GAMMA RAY> | [5 empty] | dm:ClassOfInanimatePhysicalObject
LEVEL MEASURING INSTRUMENT - WAVE | [6 empty] | LEVEL MEASURING INSTRUMENT - GUIDED-WAVE RADAR | [5 empty] | rdl:RDS2224112 |  | A <LEVEL MEASURING INSTRUMENT - GUIDED-WAVE RADAR> is a <LEVEL MEASURING INSTRUMENT - WAVE> that handles the measurement results of a <LEVEL MEASURING ELEMENT - GUIDED-WAVE RADAR> | [5 empty] | dm:ClassOfInanimatePhysicalObject
LEVEL MEASURING INSTRUMENT - WAVE | [6 empty] | LEVEL MEASURING INSTRUMENT - PULSED MICROWAVE | [5 empty] | rdl:RDS2224113 |  | A <LEVEL MEASURING INSTRUMENT - PULSED MICROWAVE> is a <LEVEL MEASURING INSTRUMENT - WAVE> that handles the measurement results of a <LEVEL MEASURING ELEMENT - PULSED MICROWAVE> | [5 empty] | dm:ClassOfInanimatePhysicalObject
LEVEL MEASURING INSTRUMENT - WAVE | [6 empty] | LEVEL MEASURING INSTRUMENT - TDR MICROWAVE | [5 empty] | rdl:RDS2224114 |  | A <LEVEL MEASURING INSTRUMENT - TDR MICROWAVE> is a <LEVEL MEASURING INSTRUMENT - WAVE> that handles the measurement results of a <LEVEL MEASURING ELEMENT - TDR MICROWAVE> | [5 empty] | dm:ClassOfInanimatePhysicalObject
LEVEL MEASURING INSTRUMENT - WAVE | [6 empty] | LEVEL MEASURING INSTRUMENT - ULTRASONIC | [5 empty] | rdl:RDS2224115 |  | A <LEVEL MEASURING INSTRUMENT - ULTRASONIC> is a <LEVEL MEASURING INSTRUMENT - WAVE> that handles the measurement results of a <LEVEL MEASURING ELEMENT - ULTRASONIC> | [5 empty] | dm:ClassOfInanimatePhysicalObject
INSTRUMENTATION ITEM | SIGHT GLASS |  |  |  |  | LEVEL SIGHT GLASS | [5 empty] | rdl:RDS2226597 |  | A <LEVEL SIGHT GLASS> is an <INSTRUMENTATION ITEM> and a <SIGHT GLASS> mounted in or on a pipe or vessel to see inside for liquid level inspection | [5 empty] | dm:ClassOfInanimatePhysicalObject
INSTRUMENTATION ITEM | LEVEL MEASURING INSTRUMENT |  |  |  |  | LEVEL SWITCH | [5 empty] | rdl:RDS316754 |  | A <LEVEL SWITCH> is a <PROCESS SWITCH> and a <LEVEL MEASURING INSTRUMENT> | [5 empty] | dm:ClassOfFunctionalObject
INSTRUMENTATION ITEM | LEVEL MEASURING INSTRUMENT |  |  |  |  | LEVEL TRANSMITTER | [5 empty] | rdl:RDS418544 |  | A <LEVEL TRANSMITTER>is a <PROCESS VARIABLE TRANSMITTER> and a <LEVEL MEASURING INSTRUMENT> | [5 empty] | dm:ClassOfFunctionalObject
INSTRUMENTATION ITEM | POSITION SWITCH |  |  |  |  | LIMIT SWITCH | [5 empty] | rdl:RDS418814 |  | A <LIMIT SWITCH> is an <INSTRUMENTATION ITEM> and a <POSITION SWITCH> that is a switch preventing the travel of an object in a mechanism past some predetermined point, mechanically operated by the motion of the object itself | [5 empty] | dm:ClassOfInanimatePhysicalObject
INSTRUMENTATION ITEM | POSITION MEASURING ELEMENT |  |  |  |  | LIMIT SWITCH SENSOR | [5 empty] | rdl:RDS1325720321 |  | A <LIMIT SWITCH SENSOR> is an <INSTRUMENTATION ITEM> and a <POSITION MEASURING ELEMENT> that is used in conjunction with a <LIMIT SWITCH> | [5 empty] | dm:ClassOfInanimatePhysicalObject
FLUID LEAK DETECTING MEASURING ELEMENT | INSTRUMENTATION ITEM |  |  |  |  | LIQUID LEAK DETECTION SENSOR | [5 empty] | rdl:RDS2225331 |  | A <LIQUID LEAK DETECTION SENSOR> is an <INSTRUMENTATION ITEM> and a <FLUID LEAK DETECTION MEASURING ELEMENT> that is sensing a <LIQUID> leakage | [5 empty] | dm:ClassOfInanimatePhysicalObject
LIQUID LEAK DETECTION SENSOR | [6 empty] | WATER DETECTOR | [5 empty] | rdl:RDS883709 |  | A <WATER DETECTOR> is a <LIQUID LEAK DETECTION SENSOR> that is designed to detect the presence of water and provide input to an alert to allow the prevention of water damage. A common design is a small cable or device that lies flat on a floor and relies on the electrical conductivity of water to decrease the resistance across two contacts | [5 empty] | dm:ClassOfInanimatePhysicalObject
INSTRUMENTATION ITEM | MEASURING INSTRUMENT |  |  |  |  | MACHINE-HOURS METER | [5 empty] | rdl:RDS870704 |  | A <MACHINE-HOURS METER> is an <INSTRUMENTATION ITEM> and a <MEASURING INSTRUMENT> that records and displays the actual run time of a engine or machine in hours | [5 empty] | dm:ClassOfInanimatePhysicalObject
INSTRUMENTATION ITEM | MEASURING INSTRUMENT |  |  |  |  | MAGNETIC FLUX MEASURING INSTRUMENT | [5 empty] | rdl:RDS915704 |  | A <MAGNETIC FLUX MEASURING INSTRUMENT> is an <INSTRUMENTATION ITEM> and a <MEASURING INSTRUMENT> that is used to measure <MAGNETIC FLUX> | [5 empty] | dm:ClassOfInanimatePhysicalObject
INSTRUMENTATION ITEM | PICKUP COIL |  |  |  |  | MAGNETIC INDUCTIVE PICKUP | [5 empty] | rdl:RDS4248470 |  | A <MAGNETIC INDUCTIVE PICKOFF> is an <INSTRUMENTATION ITEM> and a <PICKUP COIL> using the <MAGNETIC INDUCTION> principle (Used in turbine flow meters.) | [5 empty] | dm:ClassOfInanimatePhysicalObject
INSTRUMENTATION ITEM | PICKUP COIL |  |  |  |  | MAGNETIC RELUCTANCE PICKUP | [5 empty] | rdl:RDS4248515 |  | A <MAGNETIC RELUCTANCE PICKUP> is an <INSTRUMENTATION ITEM> and a <PICKUP COIL> using the <MAGNETIC RELUCTANCE> principle (Used in turbine flow meters.) | [5 empty] | dm:ClassOfInanimatePhysicalObject
INSTRUMENTATION ITEM | MASS FLOW MEASURING ELEMENT |  |  |  |  | MASS FLOW MEASURING ELEMENT - CORIOLIS | [5 empty] | rdl:RDS613394 |  | A <MASS FLOW MEASURING ELEMENT - CORIOLIS> is an <INSTRUMENTATION ITEM> and aa < MASS FLOW MEASURING ELEMENT> that uses the Coriolis effect that causes a laterally vibrating tube to distort, giving a direct measurement of mass flow. Furthermore, a direct measure of the density of the fluid is obtained | [5 empty] | dm:ClassOfInanimatePhysicalObject
INSTRUMENTATION ITEM | MASS FLOW MEASURING ELEMENT |  |  |  |  | MASS FLOW MEASURING ELEMENT - SONIC NOZZLE | [5 empty] | rdl:RDS2220213 |  | A <MASS FLOW MEASURINGELEMENT - SONIC NOZZLE> is an <INSTRUMENTATION ITEM> and a <MASS FLOW MEASURING ELEMENT> that is operated by pressurizing the inlet of a venturi or evacuating its outlet in order to achieve an Inlet to Outlet pressure ratio of 1.4 to 1 or greater. This ratio maintains the Nozzle in a &amp;quot;choked&amp;quot; or &amp;quot;sonic&amp;quot; state. In this state, only the upstream pressure and temperature influence the flow rate of gas through the Nozzle. The flow rate through the Nozzle becomes nearly a linear function of the inlet pressure which increases the thereby doubling the flow rate of gas (source:Petropedia) | [5 empty] | dm:ClassOfInanimatePhysicalObject
MASS FLOW MEASURING ELEMENT - SONIC NOZZLE | TRANSCEIVER | [5 empty] | FIBRE OPTIC TRANSCEIVER | [5 empty] | rdl:RDS5768570 |  | A <FIBRE OPTIC TRANSCEIVER> is a <COMMUNICATIONS ITEM> and a <TRANSCEIVER>, in which fibre optic is used for transmission or reception | [5 empty] | dm:ClassOfInanimatePhysicalObject
MASS FLOW MEASURING ELEMENT - SONIC NOZZLE | RADIO TRANSCEIVER | [5 empty] | FIXED RADIO UNIT | [5 empty] | rdl:RDS1319017431 |  | A <FIXED RADIO UNIT> is a <COMMUNICATIONS ITEM> and a <RADIO TRANSCEIVER> intended for use in a fixed radio communication system | [5 empty] | dm:ClassOfInanimatePhysicalObject
MASS FLOW MEASURING ELEMENT - SONIC NOZZLE | [6 empty] | PAGER | [5 empty] | rdl:RDS2224523 |  | A <PAGER> is a wireless <COMMUNICATION ITEM> that receives and displays alphanumeric or voice messages. One-way pagers can only receive messages, while response pagers and two-way pagers can also acknowledge, reply to, and originate messages using an internal transmitter (source: Wikipedia) | [5 empty] | dm:ClassOfInanimatePhysicalObject
MASS FLOW MEASURING ELEMENT - SONIC NOZZLE | RADIO WAVE TRANSMITTER | [5 empty] | RADAR | [5 empty] | rdl:RDS7135931 |  | A <RADAR> is a <COMMUNICATIONS ITEM> and a <RADIO WAVE TRANSMITTER> for detecting the presence of objects at a distance, or ascertaining their position or motion, by transmitting short radio waves and detecting or measuring their return after being reflected | [5 empty] | dm:ClassOfInanimatePhysicalObject
MASS FLOW MEASURING ELEMENT - SONIC NOZZLE | RADIO | [5 empty] | RADIO RECEIVER | [5 empty] | rdl:RDS1299984091 |  | A <RADIO RECEIVER> is a <COMMUNICATIONS ITEM> and a <RADIO> that converts radio waves into sound or other intelligible signals | [5 empty] | dm:ClassOfInanimatePhysicalObject
RADIO RECEIVER | [7 empty] | DIGITAL RADIO | [5 empty] | rdl:RDS13610480 |  | A <DIGITAL RADIO> is a <RADIO RECEIVER> that is based on digital signal modulation and processing. | [5 empty] | dm:ClassOfInanimatePhysicalObject
RADIO RECEIVER | [7 empty] | RADIO PAGER | [5 empty] | rdl:RDS1299985991 |  | A <RADIO PAGER> is a <RADIO RECEIVER> that is a pocket receiver for radio display paging or tone paging. | [5 empty] | dm:ClassOfInanimatePhysicalObject
MASS FLOW MEASURING ELEMENT - SONIC NOZZLE | RADIO TRANSCEIVER | [5 empty] | RADIO SET | [5 empty] | rdl:RDS621089 |  | A <RADIO SET> is a <COMMUNICATIONS ITEM> and a <RADIO TRANSCEIVER> inteded to submit and receive radio signals | [5 empty] | dm:ClassOfInanimatePhysicalObject
MASS FLOW MEASURING ELEMENT - SONIC NOZZLE | RADIO WAVE TRANSMITTER | TELECOMMUNICATIONS TRANSMITTER |  |  |  |  | RADIO TRANSMITTER | [5 empty] | rdl:RDS1299914081 |  | A <RADIO TRANSMITTER> is a <COMMUNICATIONS ITEM> and a <RADIO WAVE TRANSMITTER> and a <TELECOMMUNICATIONS TRANSMITTER> that propagates electromagnetic signal for radio | [5 empty] | dm:ClassOfInanimatePhysicalObject
MASS FLOW MEASURING ELEMENT - SONIC NOZZLE | RADIO | TELEPHONE |  |  |  |  | RADIOTELEPHONE | [5 empty] | rdl:RDS13610525 |  | A <RADIOTELEPHONE> is a <COMMUNICATIONS ITEM> and a <TELEPHONE> and a <RADIO> that has a transmitting and receiving unit for transmitting signals; wireless telephone | [5 empty] | dm:ClassOfInanimatePhysicalObject
RADIOTELEPHONE | [7 empty] | VHF RADIOTELEPHONE | [5 empty] | rdl:RDS13610570 |  | A <VHF RADIOTELEPHONE> is a <RADIOTELEPHONE> that is receiving/transmitting on Very High Frequency radio communication (30 -> 300 M>Hz). | [5 empty] | dm:ClassOfInanimatePhysicalObject
MASS FLOW MEASURING ELEMENT - SONIC NOZZLE | TRANSCEIVER | [5 empty] | TRANSPONDER | [5 empty] | rdl:RDS5801059 |  | A <TRANSPONDER> is a <COMMUNICATIONS ITEM> and a <TRANSCEIVER> that transmits a signal automatically in response to an appropriate triggering signal | [5 empty] | dm:ClassOfInanimatePhysicalObject
MASS FLOW MEASURING ELEMENT - SONIC NOZZLE | TRANSCEIVER | [5 empty] | TRANSVERTER | [5 empty] | rdl:RDS17603053 |  | A <TRANSVERTER> is a <COMMUNICATIONS ITEM> and a <TRANSCEIVER> that consists of an radio frequency upconverter and a downconverter in one unit | [5 empty] | dm:ClassOfInanimatePhysicalObject
MASS FLOW MEASURING ELEMENT - SONIC NOZZLE | RADIO TRANSCEIVER | [5 empty] | UHF TRANSCEIVER | [5 empty] | rdl:RDS5768705 |  | A <UHF TRANSCEIVER> is a <COMMUNICATIONS ITEM> and a <RADIO TRANSCEIVER> that has the methods of signalling through space, without connecting wires, on ultra high frequency | [5 empty] | dm:ClassOfInanimatePhysicalObject
MASS FLOW MEASURING ELEMENT - SONIC NOZZLE | RADIO TRANSCEIVER | [5 empty] | VHF TRANSCEIVER | [5 empty] | rdl:RDS5768660 |  | A <VHF TRANSCEIVER> is a <COMMUNICATIONS ITEM> and a <RADIO TRANSCEIVER> that has the methods of signalling through space, without connecting wires on very high frequency | [5 empty] | dm:ClassOfInanimatePhysicalObject
INSTRUMENTATION ITEM | MASS FLOW MEASURING ELEMENT |  |  |  |  | MASS FLOW MEASURING ELEMENT - THERMAL | [5 empty] | rdl:RDS883304 |  | A <MASS FLOW MEASURING ELEMENT - THERMAL> is an <INSTRUMENTATION ITEM> and aa < MASS FLOW MEASURING ELEMENT> that uses combinations of heated elements and temperature sensors to measure the difference between static and flowing heat transfer to a fluid and infer its flow with a knowledge of the fluids specific heat and density. The fluid temperature is also measured and compensated for. If the density and specific heat characteristics of the fluid are constant, the meter can provide a direct mass flow readout, and does not need any additional pressure temperature compensation over their specified range | [5 empty] | dm:ClassOfInanimatePhysicalObject
INSTRUMENTATION ITEM | MASS FLOW MEASURING INSTRUMENT |  |  |  |  | MASS FLOW MEASURING INSTRUMENT - CORIOLIS | [5 empty] | rdl:RDS2224101 |  | A <MASS FLOW MEASURING INSTRUMENT - CORIOLIS> is an <INSTRUMENTATION ITEM> and a <MASS FLOW MEASURING INSTRUMENT> that handles the measurement results of a <MASS FLOW MEASURING ELEMENT - CORIOLIS> | [5 empty] | dm:ClassOfInanimatePhysicalObject
INSTRUMENTATION ITEM | MASS FLOW MEASURING INSTRUMENT |  |  |  |  | MASS FLOW MEASURING INSTRUMENT - SONIC NOZZLE | [5 empty] | rdl:RDS2220214 |  | A <MASS FLOW MEASURING INSTRUMENT - SONIC NOZZLE> is an <INSTRUMENTATION ITEM> and a <MASS FLOW MEASURING INSTRUMENT> that handles the measurement results of a <MASS FLOW MEASURING ELEMENT - SONIC NOZZLE> | [5 empty] | dm:ClassOfInanimatePhysicalObject
INSTRUMENTATION ITEM | MASS FLOW MEASURING INSTRUMENT |  |  |  |  | MASS FLOW MEASURING INSTRUMENT - THERMAL | [5 empty] | rdl:RDS17638700 |  | A <MASS FLOW MEASURING INSTRUMENT - THERMAL> is an <INSTRUMENTATION ITEM> and a <MASS FLOW MEASURING INSTRUMENT> that handles the measurement results of a <MASS FLOW MEASURING ELEMENT - THERMAL> | [5 empty] | dm:ClassOfInanimatePhysicalObject
ELECTRIC VARIABLE MEASURING INSTRUMENT | INSTRUMENTATION ITEM |  |  |  |  | MEASURING BRIDGE | [5 empty] | rdl:RDS915794 |  | A <MEASURING BRIDGE> is an <INSTRUMENTATION ITEM> and an <ELECTRIC VARIABLE MEASURING INSTRUMENT> consisting of at least four branches (arms) or groups of circuit elements (resistors, inductors, capacitors, etc.) connected in a quadrilateral, one of whose diagonals is supplied by a source and the other connected to a null detector or a measuring instrument | [5 empty] | dm:ClassOfInanimatePhysicalObject
INSTRUMENTATION ITEM | PIPING NETWORK SEGMENT |  |  |  |  | METER RUN | [5 empty] | rdl:RDS7023010 |  | A <METER RUN> is an <INSTRUMENTATION ITEM> and a <PIPING NETWORK SEGMENT> that is an assembly consisting of an orifice plate with flanges and calibrated upstream and downstream pipes, to make sure the necessary straight pipe lengths achieve the highest possible efficiency. It used for measuring small flow rates specifically where the high accuracy of the flow rates is required | [5 empty] | dm:ClassOfInanimatePhysicalObject
INSTRUMENTATION ITEM | PIPE |  |  |  |  | METER TUBE | [5 empty] | rdl:RDS7496245 |  | A <METER TUBE> is an <INSTRUMENTATION ITEM> and a <PIPE> that are the straight sections of pipe, including all segments integral to the orifice plate holder, upstream and downstream of the <ORIFICE PLATE>. | [5 empty] | dm:ClassOfInanimatePhysicalObject
METER TUBE | [6 empty] | MASS FLOW METER TUBE | [5 empty] | rdl:RDS7917158 |  | A <MASS FLOW METER TUBE> is a <METER TUBE> that is designed to be a vibrating tube forming part of a mass flow meter. | [5 empty] | dm:ClassOfInanimatePhysicalObject
INSTRUMENTATION ITEM | PICKUP COIL |  |  |  |  | MODULATED CARRIER FREQUENCY PICKUP | [5 empty] | rdl:RDS4248560 |  | A <MODULATED CARRIER FREQUENCY PICKUP> is an <INSTRUMENTATION ITEM> and a <PICKUP COIL> using a modulated <FREQUENCY> of a carrier wave (Used in turbine flow meters.) | [5 empty] | dm:ClassOfInanimatePhysicalObject
INSTRUMENTATION ITEM | MEASURING INSTRUMENT |  |  |  |  | MOISTURE METER | [5 empty] | rdl:RDS5770693 |  | A <MOISTURE METER> is an <INSTRUMENTATION ITEM> and a <MEASURING INSTRUMENT> with a digital display and a moisture sensing element, that is intended to measure and indicate a <MOISTURE> | [5 empty] | dm:ClassOfInanimatePhysicalObject
ELECTRIC CURRENT MEASURING INSTRUMENT | INSTRUMENTATION ITEM |  |  |  |  | MOVING COIL METER | [5 empty] | rdl:RDS7034915 |  | A <MOVING COIL METER> is an <INSTRUMENTATION ITEM> and an <ELECTRIC CURRENT MEASURING INSTRUMENT> and a tight coil of copper wire, wrapped round an iron core, mounted in between the poles of a permanent magnet; when an electric current is passed through that coil is deflects proportiaonally to the current | [5 empty] | dm:ClassOfInanimatePhysicalObject
INSTRUMENTATION ITEM | MEASURING INSTRUMENT |  |  |  |  | MULTI-FUNCTION METER | [5 empty] | rdl:RDS914534 |  | A <MULTI-FUNCTION METER> is an <INSTRUMENTATION ITEM> and a <MEASURING INSTRUMENT> having a single indicating device, intended to measure more than one kind of quantity | [5 empty] | dm:ClassOfInanimatePhysicalObject
INSTRUMENTATION ITEM | MEASURING INSTRUMENT |  |  |  |  | MULTI-RANGE INSTRUMENT | [5 empty] | rdl:RDS914399 |  | A <MULTI-RANGE INSTRUMENT> is an <INSTRUMENTATION ITEM> and a <MEASURING INSTRUMENT> having more than one measuring range | [5 empty] | dm:ClassOfInanimatePhysicalObject
INSTRUMENTATION ITEM | MEASURING INSTRUMENT |  |  |  |  | MULTI-SCALE INSTRUMENT | [5 empty] | rdl:RDS914444 |  | A <MULTI-SCALE INSTRUMENT> is an <INSTRUMENTATION ITEM> and a <MEASURING INSTRUMENT> having more than one scale | [5 empty] | dm:ClassOfInanimatePhysicalObject
ELECTRIC VARIABLE MEASURING INSTRUMENT | INSTRUMENTATION ITEM |  |  |  |  | MULTIMETER | [5 empty] | rdl:RDS873539 |  | A <MULTIMETER> is a <INSTRUMENTATION ITEM> and a <ELECTRIC VARIABLE MEASURING INSTRUMENT> that is a hand-held multi-range multi-function measuring instrument intended for measuring voltage, current and sometimes other electrical quantities such as resistance | [5 empty] | dm:ClassOfInanimatePhysicalObject
FLOW MEASURING INSTRUMENT | INSTRUMENTATION ITEM |  |  |  |  | MULTIPHASE METER | [5 empty] | rdl:RDS1318334201 |  | A <MULTIPHASE METER> is an <INSTRUMENTATION ITEM> and a <FLOW MEASURING INSTRUMENT> for multiphase <METERING> of <LIQUID> and <GAS> flows | [5 empty] | dm:ClassOfInanimatePhysicalObject
INSTRUMENTATION ITEM | RECORDER |  |  |  |  | MULTIPOINT RECORDER | [5 empty] | rdl:RDS881729 |  | A <MULTIPOINT RECORDER> is an <INSTRUMENTATION ITEM> and a <RECORDER> that is able to record more than one variable at the same time | [5 empty] | dm:ClassOfInanimatePhysicalObject
FLAME DETECTING MEASURING ELEMENT | INSTRUMENTATION ITEM |  |  |  |  | NEAR IR ARRAY FLAME DETECTING MEASURING ELEMENT | [5 empty] | rdl:RDS2225324 |  | A <NEAR IR ARRAY FLAME DETECTING MEASURING ELEMENT> is an <INSTRUMENTATION ITEM> and a <FLAME DETECTING MEASURING ELEMENT> that is based on detecting near infrared <RADIATION> | [5 empty] | dm:ClassOfInanimatePhysicalObject
GAS ANALYSER | INSTRUMENTATION ITEM |  |  |  |  | NON-DISPERSIVE INFRA-RED GAS ANALYSER | [5 empty] | rdl:RDS1066589 |  | A <NON-DISPERSIVE INFRA-RED GAS ANALYSER> is an <INSTRUMENTATION ITEM> and a <GAS ANALYSER> in which the absorption of a specific wavelength of infrared radiation is measured by radiating broadband an infrared through the gas and selecting a specific band by using a wavelength selective sensor as detector | [5 empty] | dm:ClassOfInanimatePhysicalObject
INSTRUMENTATION ITEM | TRANSDUCER |  |  |  |  | NON-WETTED TRANSDUCER | [5 empty] | rdl:RDS7502222 |  | A <NON-WETTED TRANSDUCER> is an <INSTRUMENTATION ITEM> and a <TRANSDUCER> that is designed not to be in contact with the process medium | [5 empty] | dm:ClassOfInanimatePhysicalObject
INSTRUMENTATION ITEM | PROCESS ANALYSER |  |  |  |  | NUCLEAR MAGNETIC RESONANCE SPECTROSCOPY ANALYSER | [5 empty] | rdl:RDS6466254 |  | A <NUCLEAR MAGNETIC RESONANCE SPECTROSCOPY ANALYSER> is an <INSTRUMENTATION ITEM> and a <PROCESS ANALYSER> often used in physical and analytical chemistry for the identification of substances | [5 empty] | dm:ClassOfInanimatePhysicalObject
INSTRUMENTATION ITEM | SIGHT GLASS |  |  |  |  | OBLONG SIGHT GLASS | [5 empty] | rdl:RDS431682441 |  | An <OBLONG SIGHT GLASS> is an <INSTRUMENTATION ITEM> and a <SIGHT GLASS> with an oblong shape | [5 empty] | dm:ClassOfInanimatePhysicalObject
INSTRUMENTATION ITEM | PROCESS ANALYSER |  |  |  |  | OFF-LINE ANALYSER | [5 empty] | rdl:RDS6466344 |  | An <OFF-LINE ANALYSER> is an <INSTRUMENTATION ITEM> and a <PROCESS ANALYSER> intended for measuring on samples and not to be directly coupled to a process for continuous measuring | [5 empty] | dm:ClassOfInanimatePhysicalObject
INSTRUMENTATION ITEM | RESISTANCE MEASURING INSTRUMENT |  |  |  |  | OHMMETER | [5 empty] | rdl:RDS915299 |  | An <OHMMETER> is an <INSTRUMENTATION ITEM> and a <RESISTANCE MEASURING INSTRUMENT> for measuring electrical resistance in ohms | [5 empty] | dm:ClassOfInanimatePhysicalObject
OHMMETER | [6 empty] | EARTH RESISTANCE METER | [5 empty] | rdl:RDS915344 |  | An <EARTH RESISTANCE METER> is an <OHMMETER> intended to measure the resistance of an earth connection | [5 empty] | dm:ClassOfInanimatePhysicalObject
OHMMETER | [6 empty] | INSULATION RESISTANCE METER | [5 empty] | rdl:RDS915389 |  | An <INSULATION RESISTANCE METER> is an <OHMMETER> intended to measure insulation resistance | [5 empty] | dm:ClassOfInanimatePhysicalObject
INSTRUMENTATION ITEM | MIST DETECTING MEASURING ELEMENT |  |  |  |  | OIL MIST DETECTING SENSOR | [5 empty] | rdl:RDS2225335 |  | An <OIL MIST DETECTING SENSOR> is an <INSTRUMENTATION ITEM> and a <MIST DETECTING MEASURING ELEMENT> for measurement of an <OIL MIST> | [5 empty] | dm:ClassOfInanimatePhysicalObject
INSTRUMENTATION ITEM | PROCESS ANALYSER |  |  |  |  | ON-LINE ANALYSER | [5 empty] | rdl:RDS6466389 |  | An <ON-LINE ANALYSER> is an <INSTRUMENTATION ITEM> and a <PROCESS ANALYSER> intended to be directly coupled to a process for continuous measuring | [5 empty] | dm:ClassOfInanimatePhysicalObject
INSTRUMENTATION ITEM | VOLUME FLOW MEASURING ELEMENT |  |  |  |  | ORIFICE PLATE FLOWMETER ASSEMBLY | [5 empty] | rdl:RDS881909 |  | An <ORIFICE PLATE FLOWMETER ASSEMBLY> is an <INSTRUMENTATION ITEM> and a <VOLUME FLOW MEASURING ELEMENT> that is an assembly of an orifice plate, carrier rings, flanges ans manifold as its main components | [5 empty] | dm:ClassOfInanimatePhysicalObject
INSTRUMENTATION ITEM | RECORDER |  |  |  |  | OSCILLOGRAPH | [5 empty] | rdl:RDS914804 |  | A <OSCILLOGRAPH> is an <INSTRUMENTATION ITEM> and a <RECORDER> that is intended to record, in the form of a permanent trace, instantaneous values of measured quantities | [5 empty] | dm:ClassOfInanimatePhysicalObject
INSTRUMENTATION ITEM | MEASURING INSTRUMENT |  |  |  |  | OSCILLOSCOPE | [5 empty] | rdl:RDS914759 |  | An <OSCILLOSCOPE> is an <INSTRUMENTATION ITEM> and a <MEASURING INSTRUMENT> in which a moving spot on the screen of a cathode-ray tube represents by its position the relationship between two variables | [5 empty] | dm:ClassOfInanimatePhysicalObject
INSTRUMENTATION ITEM | [5 empty] | PANEL MOUNTED INSTRUMENT | [5 empty] | rdl:RDS881999 |  | A <PANEL MOUNTED INSTRUMENT> is an <INSTRUMENTATION ITEM> that has a special shape intended to be mounted on or in a flat rigid surface, | [5 empty] | dm:ClassOfInanimatePhysicalObject
INSTRUMENTATION ITEM | MEASURING INSTRUMENT |  |  |  |  | PANEL-MOUNTED MEASURING INSTRUMENT | [5 empty] | rdl:RDS2221813 |  | A <PANEL-MOUNTED MEASURING INSTRUMENT> is an <INSTRUMENTATION ITEM> and a <MEASURING INSTRUMENT> that is or will be mounted in a panel | [5 empty] | dm:ClassOfInanimatePhysicalObject
GAS ANALYSER | INSTRUMENTATION ITEM |  |  |  |  | PARAMETRIC OXYGEN ANALYSER | [5 empty] | rdl:RDS1066544 |  | A <PARAMETRIC OXYGEN ANALYSER> is an <INSTRUMENTATION ITEM> and a <GAS ANALYSER> making use of the magnetic property of oxygen to measure its concentration | [5 empty] | dm:ClassOfInanimatePhysicalObject
INSTRUMENTATION ITEM | PARTICULATE MATTER MEASURING INSTRUMENT |  |  |  |  | PARTICULATE MATTER ANALYSER | [5 empty] | rdl:RDS2228873 |  | A <PARTICULATE MATTER ANALYSER> is an <INSTRUMENTATION ITEM> and a <PARTICULATE MATTER MEASURING INSTRUMENT> with a <PARTICULATE MATTER MEASURING ELEMENT> | [5 empty] | dm:ClassOfInanimatePhysicalObject
INSTRUMENTATION ITEM | PARTICULATE MATTER MEASURING ELEMENT |  |  |  |  | PARTICULATE MATTER MEASURING ELEMENT-CHARGING | [5 empty] | rdl:RDS2225322 |  | A <PARTICULATE MATTER MEASURING ELEMENT-CHARGING> is an <INSTRUMENTATION ITEM> and a <PARTICULAR MATTER MEASURING ELEMENT> for size distribution that is based on charging the partciles | [5 empty] | dm:ClassOfInanimatePhysicalObject
INSTRUMENTATION ITEM | PARTICULATE MATTER MEASURING ELEMENT |  |  |  |  | PARTICULATE MATTER MEASURING ELEMENT-DIFFUSION | [5 empty] | rdl:RDS2225321 |  | A <PARTICULATE MATTER MEASURING ELEMENT-DIFFUSION> is an <INSTRUMENTATION ITEM> and a <PARTICULAR MATTER MEASURING ELEMENT> for size distribution that is based on diffusion | [5 empty] | dm:ClassOfInanimatePhysicalObject
INSTRUMENTATION ITEM | PARTICULATE MATTER MEASURING ELEMENT |  |  |  |  | PARTICULATE MATTER MEASURING ELEMENT-GRAVIMETRIC | [5 empty] | rdl:RDS2225317 |  | A <PARTICULATE MATTER MEASURING ELEMENT-GRAVIMETRIC> is an <INSTRUMENTATION ITEM> and a <PARTICULAR MATTER MEASURING ELEMENT> for particle concentratio that is based on gravimetric analysis | [5 empty] | dm:ClassOfInanimatePhysicalObject
INSTRUMENTATION ITEM | PARTICULATE MATTER MEASURING ELEMENT |  |  |  |  | PARTICULATE MATTER MEASURING ELEMENT-IMPACTION | [5 empty] | rdl:RDS2225320 |  | An <PARTICULATE MATTER MEASURING ELEMENT-IMPACTION> is an <INSTRUMENTATION ITEM> and a <PARTICULAR MATTER MEASURING ELEMENT> for size distribution that is based on impaction | [5 empty] | dm:ClassOfInanimatePhysicalObject
INSTRUMENTATION ITEM | PARTICULATE MATTER MEASURING ELEMENT |  |  |  |  | PARTICULATE MATTER MEASURING ELEMENT-MICROBALANCE | [5 empty] | rdl:RDS2225318 |  | A <PARTICULATE MATTER MEASURING ELEMENT-MICROBALANCE> is an <INSTRUMENTATION ITEM> and a <PARTICULAR MATTER MEASURING ELEMENT> for particle concentratio that is based on a microbalance method | [5 empty] | dm:ClassOfInanimatePhysicalObject
INSTRUMENTATION ITEM | PARTICULATE MATTER MEASURING ELEMENT |  |  |  |  | PARTICULATE MATTER MEASURING ELEMENT-MICROSCOPICAL | [5 empty] | rdl:RDS2225319 |  | A <PARTICULATE MATTER MEASURING ELEMENT-MICROSCOPICAL> is an <INSTRUMENTATION ITEM> and a <PARTICULAR MATTER MEASURING ELEMENT> for size distribution that is based on microscopy | [5 empty] | dm:ClassOfInanimatePhysicalObject
INSTRUMENTATION ITEM | PARTICULATE MATTER MEASURING ELEMENT |  |  |  |  | PARTICULATE MATTER MEASURING ELEMENT-OPTICAL | [5 empty] | rdl:RDS2225316 |  | An <PARTICULATE MATTER MEASURING ELEMENT-OPTICAL> is an <INSTRUMENTATION ITEM> and a <PARTICULAR MATTER MEASURING ELEMENT> for particle concentration that is based on an optical technology, such as light scatter | [5 empty] | dm:ClassOfInanimatePhysicalObject
INSTRUMENTATION ITEM | RECORDER |  |  |  |  | PEN RECORDER | [5 empty] | rdl:RDS916109 |  | A <PEN RECORDER> is an <INSTRUMENTATION ITEM> and a <RECORDER> that is using a pen supplied with ink to record data on a chart | [5 empty] | dm:ClassOfInanimatePhysicalObject
PEN RECORDER | [6 empty] | SINGLE PEN RECORDER | [5 empty] | rdl:RDS6623058 |  | A <SINGLE PEN RECORDER> is a <PEN RECORDER> that is equipped with only one pen | [5 empty] | dm:ClassOfInanimatePhysicalObject
INSTRUMENTATION ITEM | MEASURING INSTRUMENT |  |  |  |  | PERMEAMETER | [5 empty] | rdl:RDS953504 |  | A <PERMEAMETER> is an <INSTRUMENTATION ITEM> and a <MEASURING INSTRUMENT> for measuring the magnetic permeability of a substance or object | [5 empty] | dm:ClassOfInanimatePhysicalObject
INSTRUMENTATION ITEM | PH MEASURING ELEMENT |  |  |  |  | PH ELECTRODE | [5 empty] | rdl:RDS222505 |  | A <PH ELECTRODE> is an <INSTRUMENTATION ITEM> and a <PH MEASURING ELEMENT> that is an electrode that uses a specially formulated, pH sensitive glass in contact with the solution, that develops a potential (voltage) proportional to the pH of the solution | [5 empty] | dm:ClassOfInanimatePhysicalObject
INSTRUMENTATION ITEM | POWER MEASURING INSTRUMENT |  |  |  |  | PHASE METER | [5 empty] | rdl:RDS915434 |  | A <PHASE METER> is an <INSTRUMENTATION ITEM> and a <POWER MEASURING INSTRUMENT> that measures the phase difference between two oscillations having the same frequency, especially that between an alternating current and the corresponding voltage (hence giving the power factor) | [5 empty] | dm:ClassOfInanimatePhysicalObject
INSTRUMENTATION ITEM | PHOTOELECTRIC TRANSDUCER | POSITION SWITCH |  |  |  | PHOTOELECTRIC SWITCH | [5 empty] | rdl:RDS2227372 |  | A <PHOTOELECTRIC SWITCH> is an <INSTRUMENTATION ITEM> and a <POSITION SWITCH> and a <PHOTOELECTRIC TRANSDUCER> | [5 empty] | dm:ClassOfInanimatePhysicalObject
INSTRUMENTATION ITEM | TRANSDUCER |  |  |  |  | PHOTOELECTRIC TRANSDUCER | [5 empty] | rdl:RDS5770366 |  | A <PHOTOELECTRIC TRANSDUCER> is an <INSTRUMENTATION ITEM> and a <TRANSDUCER> whose electric characteristics vary when light is incident upon it | [5 empty] | dm:ClassOfInanimatePhysicalObject
PHOTOELECTRIC TRANSDUCER | [6 empty] | PHOTOCELL | [5 empty] | rdl:RDS1322468351 |  | A <PHOTOCELL> is a <PHOTOELECTRIC TRANSDUCER> that generates an electric current or voltage dependent on its degree of illumination | [5 empty] | dm:ClassOfInanimatePhysicalObject
PHOTOCELL | PHOTOVOLTAIC DEVICE | [6 empty] | PHOTOVOLTAIC CELL | [5 empty] | rdl:RDS1294898741 |  | A <PHOTOVOLTAIC CELL> is a <PHOTOCELL> and a <PHOTOVOLTAIC DEVICE> that is the smallest voltage generating part from which other photovoltaic devices are assembled | [5 empty] | dm:ClassOfInanimatePhysicalObject
PHOTOVOLTAIC CELL | [8 empty] | SOLAR CELL | [5 empty] | rdl:RDS1294949591 |  | A <SOLAR CELL> is a <PHOTOVOLTAIC CELL> that converts solar radiation into electrical energy | [5 empty] | dm:ClassOfInanimatePhysicalObject
PHOTOELECTRIC TRANSDUCER | SEMICONDUCTOR | [5 empty] | PHOTODIODE | [5 empty] | rdl:RDS6646330 |  | A <PHOTODIODE> is a <PHOTOELECTRIC TRANSDUCER> and a <SEMICONDUCTOR> that is a diode that exhibits sensitivity to light, either by varying its electrical resistance like a photoresistor, or generating a electric potential in the manner of a photoelectric cell | [5 empty] | dm:ClassOfInanimatePhysicalObject
INSTRUMENTATION ITEM | LOAD CELL |  |  |  |  | PIEZOELECTRIC LOAD CELL | [5 empty] | rdl:RDS2226481 |  | A <PIEZOELECTRIC LOAD CELL> is an <INSTRUMENTATION ITEM> and a <LOAD CELL> that works on the same principle of deformation as the strain gauge load cells, but a voltage output is generated by the basic piezoelectric material and proportional to the deformation of load cell. (source: Wikipedia) | [5 empty] | dm:ClassOfInanimatePhysicalObject
INSTRUMENTATION ITEM | PRESSURE REGULATOR |  |  |  |  | PILOT OPERATED REGULATOR | [5 empty] | rdl:RDS882134 |  | A <PILOT OPERATED REGULATOR> is an <INSTRUMENTATION ITEM> and a <PRESSURE REGULATOR> where a diaphragm responds quickly to the downstream pressure, causing an immediate correction of the main valve plug position | [5 empty] | dm:ClassOfInanimatePhysicalObject
INSTRUMENTATION ITEM | RECORDER |  |  |  |  | PLOTTER | [5 empty] | rdl:RDS13610795 |  | A <PLOTTER> is an <INSTRUMENTATION ITEM> and a <RECORDER> that is a pen based graph printing device | [5 empty] | dm:ClassOfInanimatePhysicalObject
INSTRUMENTATION ITEM | WEIGHT MEASURING ELEMENT |  |  |  |  | PNEUMATIC LOAD CELL | [5 empty] | rdl:RDS222603 |  | A <PNEUMATIC LOAD CELL> is an <INSTRUMENTATION ITEM> and a <WEIGHT MEASURING ELEMENT> that has a diaphragm working on a force-balance principle | [5 empty] | dm:ClassOfInanimatePhysicalObject
INSTRUMENTATION ITEM | PNEUMATIC APPARATUS | RELAY |  |  |  | PNEUMATIC RELAY | [5 empty] | rdl:RDS5780264 |  | A <PNEUMATIC RELAY> is an <INSTRUMENTATION ITEM> and a <RELAY> and a <PNEUMATIC APPARATUS> that is pneumatically operated and which changes status or breaks another pneumatic circuit | [5 empty] | dm:ClassOfInanimatePhysicalObject
PNEUMATIC RELAY | [6 empty] | LOCK-UP RELAY | [5 empty] | rdl:RDS2221846 |  | A <LOCK-UP RELAY> is a <PNEUMATIC RELAY> that is used when it is required that the air pressure to the actuator be automatically held on the same level, unchanged from the pressure prior to a pressure change in the air source. When supply pressure drops down past a preset value, the device automatically locks the air piping to the control valve, and causes the control valve to hold its position until the air failure is rectified | [5 empty] | dm:ClassOfInanimatePhysicalObject
PNEUMATIC RELAY | [6 empty] | PNEUMATIC BOOSTER RELAY | [5 empty] | rdl:RDS2221836 |  | A <PNEUMATIC BOOSTER RELAY> is a <PNEUMATIC RELAY> that amplifies the input pressure in a given ratio, thereby increasing the available volume capacity of the output signal | [5 empty] | dm:ClassOfInanimatePhysicalObject
INSTRUMENTATION ITEM | PNEUMATIC APPARATUS | TRANSMITTER |  |  |  | PNEUMATIC TRANSMITTER | [5 empty] | rdl:RDS2222220 |  | A <PNEUMATIC TRANSMITTER> is an <INSTRUMENTATION ITEM> and a <TRANSMITTER> and an <PNEUMATIC APPARATUS> | [5 empty] | dm:ClassOfInanimatePhysicalObject
INSTRUMENTATION ITEM | [5 empty] | PORTABLE INSTRUMENT | [5 empty] | rdl:RDS914309 |  | A <PORTABLE INSTRUMENT> is an <INSTRUMENTATION ITEM> designed to be easily carried by hand and to be disconnected by the user | [5 empty] | dm:ClassOfInanimatePhysicalObject
CORROSION MEASURING INSTRUMENT | PORTABLE INSTRUMENT | [5 empty] | CORROSION METER | [5 empty] | rdl:RDS5859071 |  | A <CORROSION METER> is a <PORTABLE INSTRUMENT> and a <CORROSION MEASURING INSTRUMENT> intended to measure and indicate a <CORROSION RATE> | [5 empty] | dm:ClassOfInanimatePhysicalObject
MEASURING INSTRUMENT | PORTABLE INSTRUMENT | [5 empty] | PNEUMATIC PIEZOMETER READOUT | [5 empty] | rdl:RDS5770755 |  | A PNEUMATIC PIEZOMETER READOUT> is a PROCESS VARIABLE METER> and a PORTABLE INSTRUMENT> that is intended for activating, by purging a dry GAS>, and reading the response from, a PNEUMATIC PIEZOMETER> | [5 empty] | dm:ClassOfInanimatePhysicalObject
INSTRUMENTATION ITEM | TRANSDUCER |  |  |  |  | POSITION TRANSDUCER | [5 empty] | rdl:RDS882224 |  | A <POSITION TRANSDUCER> is an <INSTRUMENTATION ITEM> and a <TRANSDUCER> that is producing a signal representing a measured <POSITION> | [5 empty] | dm:ClassOfFunctionalObject
INSTRUMENTATION ITEM | POWER FACTOR MEASURING INSTRUMENT |  |  |  |  | POWER FACTOR METER | [5 empty] | rdl:RDS870839 |  | A <POWER FACTOR METER> is an <INSTRUMENTATION ITEM> and a <POWER FACTOR MEASURING INSTRUMENT> intended to measure the ratio of the active to the apparent power in an electrical circuit | [5 empty] | dm:ClassOfInanimatePhysicalObject
INSTRUMENTATION ITEM | POWER MEASURING INSTRUMENT |  |  |  |  | POWER METER | [5 empty] | rdl:RDS870794 |  | A <POWER METER> is an <INSTRUMENTATION ITEM> and a <POWER MEASURING INSTRUMENT> intended to measure electrical power in watt | [5 empty] | dm:ClassOfInanimatePhysicalObject
POWER METER | [6 empty] | REACTIVE POWER METER | [5 empty] | rdl:RDS870884 |  | A <REACTIVE POWER METER> is a <POWER METER> that is measuring the reactive electrical power (VAr) | [5 empty] | dm:ClassOfInanimatePhysicalObject
INSTRUMENTATION ITEM | PRESSURE REGULATOR |  |  |  |  | PRESSURE REDUCING VALVE | [5 empty] | rdl:RDS646199 |  | A <PRESSURE REDUCING VALVE> is an <INSTRUMENTATION ITEM> and a <PRESSURE REGULATOR> that is equipped with an internal pressure sensing element that reduces the upstream line pressure to a set level downstream, and maintains the reduced pressure irrespective of changes in upstream pressure | [5 empty] | dm:ClassOfInanimatePhysicalObject
INSTRUMENTATION ITEM | PRESSURE REGULATOR |  |  |  |  | PRESSURE REGULATOR VALVE | [5 empty] | rdl:RDS309284 |  | A <PRESSURE REGULATOR VALVE> is an <INSTRUMENTATION ITEM> and a <REGULATOR> that can be used to regulate the pressure in a container or system | [5 empty] | dm:ClassOfInanimatePhysicalObject
INSTRUMENTATION ITEM | PRESSURE MEASURING INSTRUMENT |  |  |  |  | PRESSURE SENSOR MODULE | [5 empty] | rdl:RDS743444 |  | A <PRESSURE SENSOR MODULE> is an <INSTRUMENTATION ITEM> and a <PRESSURE MEASURING INSTRUMENT> that is an assembly of a <PRESSURE MEASURING ELEMENT> and a <PRESSURE SENSOR BODY> | [5 empty] | dm:ClassOfInanimatePhysicalObject
INSTRUMENTATION ITEM | PRESSURE RELIEF DEVICE | VACUUM RELIEF DEVICE |  |  |  | PRESSURE VACUUM RELIEF VALVE | [5 empty] | rdl:RDS6330659 |  | A <PRESSURE VACUUM RELIEF VALVE> is an <INSTRUMENTATION ITEM> and a <PRESSURE RELIEF DEVICE> and a <VACUUM RELIEF DEVICE> that automatically releases excess pressure or admits pressure to prevent a vacuum | [5 empty] | dm:ClassOfInanimatePhysicalObject
INSTRUMENTATION ITEM | RECORDER |  |  |  |  | PRINTING RECORDER | [5 empty] | rdl:RDS916334 |  | A <PRINTING RECORDER> is an <INSTRUMENTATION ITEM> and a <RECORDER> that produces characters or graphic symbols on paper or other medium | [5 empty] | dm:ClassOfInanimatePhysicalObject
PRINTING RECORDER | [6 empty] | DOTTED LINE RECORDER | [5 empty] | rdl:RDS916379 |  | A <DOTTED LINE RECORDER> is a <PRINTING RECORDER> in which the record comprises a series of points, numerals, etc | [5 empty] | dm:ClassOfInanimatePhysicalObject
INSTRUMENTATION ITEM | INSTRUMENTATION SYSTEM |  |  |  |  | PROCESS DATA ACQUISITION AND CONTROL SYSTEM | [5 empty] | rdl:RDS276749 |  | A <PROCESS DATA ACQUISITION AND CONTROL SYSTEM> is an <INSTRUMENTATION ITEM> and an <INSTRUMENTATION SYSTEM> that measures and controls the main plant computerized operational system, where all process, utility and off site activities are monitored. The system is located in the main control room | [5 empty] | dm:ClassOfInanimatePhysicalObject
INSTRUMENTATION ITEM | PROCESS MONITORING DEVICE |  |  |  |  | PROCESS MONITORING SYSTEM | [5 empty] | rdl:RDS2220083 |  | A <PROCESS MONITORING SYSTEM> is an <INSTRUMENTATION ITEM> and a <PROCESS MONITORING DEVICE> that is used to monitor a process facility | [5 empty] | dm:ClassOfInanimatePhysicalObject
PROCESS MONITORING SYSTEM | [6 empty] | SCADA SYSTEM | [5 empty] | rdl:RDS2220084 |  | A <SCADA SYSTEM> is a <PROCESS MONITORING SYSTEM> that monitors and controls industrial infrastructure or facility processes | [5 empty] | dm:ClassOfInanimatePhysicalObject
INSTRUMENTATION ITEM | PROCESS SIGNAL GENERATING FUNCTION | SYSTEM |  |  |  | PROCESS SIGNAL GENERATING SYSTEM | [5 empty] | rdl:RDS222435 |  | A <PROCESS SIGNAL GENERATING SYSTEM> is an <INSTRUMENTATION ITEM> and a <PROCESS SIGNAL GENERATING FUNCTION> and a <SYSTEM> that is the assembly of a <DETECTOR>, <SWITCH>, or <TRANSMITTER> and all necessary piping, tubing, wiring, and other accessories around it | [5 empty] | dm:ClassOfInanimatePhysicalObject
COUNTER | INSTRUMENTATION ITEM |  |  |  |  | PULSE COUNTER | [5 empty] | rdl:RDS5768081 |  | A <PULSE COUNTER> is an <INSTRUMENTATION ITEM> and a <COUNTER> that is intended to count a number or amount of pulses | [5 empty] | dm:ClassOfInanimatePhysicalObject
INSTRUMENTATION ITEM | MEASURING INSTRUMENT |  |  |  |  | RACK-MOUNTED MEASURING INSTRUMENT | [5 empty] | rdl:RDS2221814 |  | A <RACK-MOUNTED MEASURING INSTRUMENT> is an <INSTRUMENTATION ITEM> and a <MEASURING INSTRUMENT> that is or will be mounted in a rack | [5 empty] | dm:ClassOfInanimatePhysicalObject
INSTRUMENTATION ITEM | WEIGHT MEASURING INSTRUMENT |  |  |  |  | RATED CAPACITY INDICATOR | [5 empty] | rdl:RDS1325731911 |  | A <RATED CAPACITY INDICATOR is an <INSTRUMENTATION ITEM> and a <WEIGHT MEASURING INSTRUMENT> that provides a crane operator with information required to operate a crane within safe working limits | [5 empty] | dm:ClassOfInanimatePhysicalObject
INSTRUMENTATION ITEM | RELATIVE HUMIDITY MEASURING ELEMENT |  |  |  |  | RELATIVE HUMITITY PROBE | [5 empty] | rdl:RDS5772862 |  | A <RELATIVE HUMIDITY PROBE> is an <INSTRUMENTATION ITEM> and a <RELATIVE HUMIDITY MEASURING ELEMENT> for measurement of <RELATIVE HUMIDITY> | [5 empty] | dm:ClassOfInanimatePhysicalObject
INSTRUMENTATION ITEM | PRESSURE RELIEF DEVICE |  |  |  |  | RELIEF VALVE | [5 empty] | rdl:RDS416699 |  | A <RELIEF VALVE> is an <INSTRUMENTATION ITEM> and a <PRESSURE RELIEF DEVICE> that is set to open at a certain pressure level to prevent the pressure in a container or system from reaching unsafe levels | [5 empty] | dm:ClassOfInanimatePhysicalObject
RELIEF VALVE | [6 empty] | BALANCED RELIEF VALVE | [5 empty] | rdl:RDS6333340 |  | A <BALANCED RELIEF VALVE> is a <RELIEF VALVE> that incorporates means of minimizing the effect of back pressure on the operational characteristics of the valve (opening pressure, closing pressure and relieving capacity) | [5 empty] | dm:ClassOfInanimatePhysicalObject
BALANCED RELIEF VALVE | [7 empty] | BALANCED RELIEF VALVE COMBINED | [5 empty] | rdl:RDS7461715 |  | A <BALANCED RELIEF VALVE COMBINED> is a <BALANCED RELIEF VALVE> that is equipped with balancing bellows and an auxiliary balancing piston | [5 empty] | dm:ClassOfInanimatePhysicalObject
BALANCED RELIEF VALVE | [7 empty] | BALANCED RELIEF VALVE USING BELLOWS | [5 empty] | rdl:RDS7461670 |  | A <BALANCED RELIEF VALVE USING BELLOWS> is a <BALANCED RELIEF VALVE> that is equipped with balancing bellows. The balancing bellows minimizes the effects of backpressure and prevents the process fluid from entering the spring chamber | [5 empty] | dm:ClassOfInanimatePhysicalObject
BALANCED RELIEF VALVE | [7 empty] | BALANCED RELIEF VALVE USING PISTON | [5 empty] | rdl:RDS7461625 |  | A <BALANCED RELIEF VALVE USING PISTON> is a <BALANCED RELIEF VALVE> that is equipped with a balancing piston. The balanced piston design minimizes the effects of backpressure and prevents the process fluid from entering the spring chamber | [5 empty] | dm:ClassOfInanimatePhysicalObject
RELIEF VALVE | [6 empty] | CONVENTIONAL RELIEF VALVE | [5 empty] | rdl:RDS885239 |  | A <CONVENTIONAL RELIEF VALVE> is a <RELIEF VALVE> that has its closing force provided by a spring | [5 empty] | dm:ClassOfInanimatePhysicalObject
RELIEF VALVE | [6 empty] | CONVENTIONAL SAFETY RELIEF VALVE | [5 empty] | rdl:RDS7461501 |  | A <CONVENTIONAL SAFETY RELIEF VALVE> is a <RELIEF VALVE> that is equipped with vented bonnet where its performance characteristics are directly affected by changes of the back pressure | [5 empty] | dm:ClassOfInanimatePhysicalObject
RELIEF VALVE | [6 empty] | HIGH PRESSURE RELIEF VALVE | [5 empty] | rdl:RDS428309 |  | A <HIGH PRESSURE RELIEF VALVE> is a <RELIEF VALVE> that is venting off high pressure gas to the atmosphere | [5 empty] | dm:ClassOfInanimatePhysicalObject
RELIEF VALVE | [6 empty] | PILOT-OPERATED RELIEF VALVE | [5 empty] | rdl:RDS885194 |  | A <PILOT-OPERATED RELIEF VALVE> is a <RELIEF VALVE> that uses a pilot valve to indirectly activate the main valve | [5 empty] | dm:ClassOfInanimatePhysicalObject
RELIEF VALVE | [6 empty] | PRESSURE RELIEF VALVE | [5 empty] | rdl:RDS7461439 |  | A <PRESSURE RELIEF VALVE> is a <RELIEF VALVE> that is an automatic pressure relieving device actuated by the static pressure upstream of the valve | [5 empty] | dm:ClassOfInanimatePhysicalObject
PRESSURE RELIEF VALVE | [7 empty] | ACTUATOR RELIEF VALVE | [5 empty] | rdl:RDS2226988 |  | An <ACTUATOR RELIEF VALVE> is a <PRESSURE RELIEF VALVE> that protects a <PNEUMATIC ACTUATOR> against overpressure | [5 empty] | dm:ClassOfInanimatePhysicalObject
RELIEF VALVE | [6 empty] | RUPTURE PIN RELIEF VALVE | [5 empty] | rdl:RDS2228921 |  | A <RUPTURE PIN RELIEF VALVE> is a <RELIEF VALVE> consisting of a piston and seat, restrained from movement by a slender round pin known as the buckling pin. The piston and seat have a bubble-tight seal while under pressure. The pin will buckle at set point from an axial force applied by the system pressure acting on the piston | [5 empty] | dm:ClassOfInanimatePhysicalObject
RELIEF VALVE | SAFETY VALVE | [5 empty] | SAFETY RELIEF VALVE | [5 empty] | rdl:RDS6330862 |  | A <SAFETY RELIEF VALVE> is a <SAFETY VALVE> and a <RELIEF VALVE> | [5 empty] | dm:ClassOfInanimatePhysicalObject
SAFETY RELIEF VALVE | [7 empty] | CRANKCASE SAFETY RELIEF VALVE | [5 empty] | rdl:RDS13310425 |  | A <CRANKCASE SAFETY RELIEF VALVE> is a <SAFETY RELIEF VALVE> to release pressure in case of a crankcase explosion | [5 empty] | dm:ClassOfInanimatePhysicalObject
SAFETY RELIEF VALVE | [7 empty] | DOWNHOLE SAFETY RELIEF VALVE | [5 empty] | rdl:RDS16552132 |  | A <DOWNHOLE SAFETY RELIEF VALVE> is a <SAFETY RELEIF VALVE> that is downhole device that isolates wellbore pressure and fluids in the event of an emergency or catastrophic failure of surface equipment (source: Schlumberger Oilfield Glossary ) | [5 empty] | dm:ClassOfInanimatePhysicalObject
DOWNHOLE SAFETY RELIEF VALVE | [8 empty] | SURFACE CONTROLLED SUBSURFACE SAFETY RELEIF VALVE | [5 empty] | rdl:RDS16756786 |  | A <SURFACE CONTROLLED SUBSURFACE SAFETY RELIEF VALVE> is a <DOWNHOLE SAFETY VALVE> located in a well and operated from the surface that, when it is activated, is designed to prevent uncontrolled flow up the well | [5 empty] | dm:ClassOfInanimatePhysicalObject
RELIEF VALVE | [6 empty] | WEIGHT-OPERATED RELIEF VALVE | [5 empty] | rdl:RDS11215931 |  | A <WEIGHT-OPERATED RELIEF VALVE> is a <RELIEF VALVE> in which the closure member is held against the seat by a static weight | [5 empty] | dm:ClassOfInanimatePhysicalObject
RELIEF VALVE | [6 empty] | YARWAY RELIEF VALVE | [5 empty] | rdl:RDS11141545 |  | A <YARWAY RELIEF VALVE> is a <RELIEF VALVE> that is a valve installed in a bypass line on the discharge header of a pump that is recirculating the minimum flow required back to the pump suction in cases of closed discharge line | [5 empty] | dm:ClassOfInanimatePhysicalObject
COMPUTER | INSTRUMENTATION ITEM |  |  |  |  | REMOTE TERMINAL UNIT | [5 empty] | rdl:RDS2224537 |  | A <REMOTE TERMINAL UNIT> (or RTU) is an <ARTEFACT> and a <COMPUTER> which links objects in the physical world with an automation system. This is accomplished by transmitting telemetry data to the system and/or changing the physical state of connected objects based on control messages received from the automation system. (source: ScienceDirect) | [5 empty] | dm:ClassOfInanimatePhysicalObject
INSTRUMENTATION ITEM | READER |  |  |  |  | RFID READER | [5 empty] | rdl:RDS1319206451 |  | A <PROXIMITY READER> is an <INSTRUMENTATION ITEM> and a <READER> that reads passive rfid tags without mechanical contact with the tag | [5 empty] | dm:ClassOfInanimatePhysicalObject
INSTRUMENTATION ITEM | SIGHT GLASS |  |  |  |  | ROUND SIGHT GLASS | [5 empty] | rdl:RDS43168517102 |  | A <ROUND SIGHT GLASS> is an <INSTRUMENTATION ITEM> and a <SIGHT GLASS> with a round shape | [5 empty] | dm:ClassOfInanimatePhysicalObject
INSTRUMENTATION ITEM | OVERPRESSURE PROTECTOR |  |  |  |  | RUPTURE DISC ASSEMBLY | [5 empty] | rdl:RDS463319 |  | An <RUPTURE DISC ASSEMBLY> is an <INSTRUMENTATION ITEM> and a <OVERPRESSURE PROTECTOR> and that is an assembly of a <RUPTURE DISC> and an <RUPTURE DISC HOLDER> | [5 empty] | dm:ClassOfInanimatePhysicalObject
INSTRUMENTATION ITEM | PRESSURE RELIEF DEVICE |  |  |  |  | SAFETY VALVE | [5 empty] | rdl:RDS309374 |  | A <SAFETY VALVE> is an <INSTRUMENTATION ITEM> and a <PRESSURE RELIEF DEVICE> that is used in gas service | [5 empty] | dm:ClassOfInanimatePhysicalObject
SAFETY VALVE | [6 empty] | DOWN HOLE SAFETY VALVE | [5 empty] | rdl:RDS6329711 |  | A <DOWN HOLE SAFETY VALVE> is a <SAFETY VALVE> that is intended for subsurface control/check operation | [5 empty] | dm:ClassOfInanimatePhysicalObject
SAFETY VALVE | [6 empty] | RELIEF POP-OFF VALVE | [5 empty] | rdl:RDS17157050 |  | A <RELIEF POP-OFF VALVE> is a <SAFETY VALVE> that is designed to be used in breathing circuits. The relief pop-off valve is venting gas to the atmosphere when the pressure of the gas in the breathing circuit reaches a certain level | [5 empty] | dm:ClassOfInanimatePhysicalObject
ANGLE VALVE | SAFETY VALVE | [5 empty] | SPRING LOADED ANGLE GLOBE SAFETY VALVE | [5 empty] | rdl:RDS2227104 |  | A < SPRING LOADED ANGLE GLOBE SAFETY VALVE> is an <ANGLE VALVE> and <SAFETY VALVE> and a <GLOBE VALVE> that has spring loaded <VALVE CLOSURE MEMBER> | [5 empty] | dm:ClassOfInanimatePhysicalObject
GLOBE VALVE | SAFETY VALVE | [5 empty] | SPRING LOADED GLOBE SAFETY VALVE | [5 empty] | rdl:RDS2227103 |  | A < SPRING LOADED ANGLE GLOBE SAFETY VALVE> is a <SAFETY VALVE> and a <GLOBE VALVE> that has a spring loaded <VALVE CLOSURE MEMBER> | [5 empty] | dm:ClassOfInanimatePhysicalObject
SAFETY VALVE | [6 empty] | STRAIGHT THROUGH SAFETY VALVE | [5 empty] | rdl:RDS6331313 |  | A <STRAIGHT THROUGH SAFETY VALVE> is a <SAFETY VALVE> that is a relief valve of straight body design, usually with small bore for instrumentation purposes | [5 empty] | dm:ClassOfInanimatePhysicalObject
INSTRUMENTATION ITEM | SAMPLER |  |  |  |  | SAMPLING TUBE | [5 empty] | rdl:RDS5769630 |  | A <SAMPLING TUBE> is an <INSTRUMENTATION ITEM> with a <SAMPLER> consisting of a tube or cylinder with remote-operated valves for collection of liquid samples | [5 empty] | dm:ClassOfInanimatePhysicalObject
INSTRUMENTATION ITEM | RECORDER |  |  |  |  | SEQUENCE OF EVENTS RECORDER | [5 empty] | rdl:RDS6622878 |  | A <SEQUENCE OF EVENTS RECORDER> is an <INSTRUMENTATION ITEM> and a <RECORDER> intended to record time stamped events | [5 empty] | dm:ClassOfInanimatePhysicalObject
FLOW GAUGE | INSTRUMENTATION ITEM |  |  |  |  | SIGHT FLOW INDICATOR | [5 empty] | rdl:RDS5771573 |  | A <SIGHT FLOW INDICATOR> is an <INSTRUMENTATION ITEM> and a <FLOW GAUGE> that is a transparent flow gauge indicating whether there is a flow or not | [5 empty] | dm:ClassOfInanimatePhysicalObject
INSTRUMENTATION ITEM | SIGNAL CONVEYOR |  |  |  |  | SIGNAL CONVEYING ITEM | [5 empty] | rdl:RDS2220500 |  | A <PROCESS SIGNAL CONVEYING ITEM> is an <INSTRUMENTATION ITEM> and a <SIGNAL CONVEYOR> | [5 empty] | dm:ClassOfInanimatePhysicalObject
DIGITAL LOOP | SIGNAL CONVEYING ITEM | [5 empty] | FIELDBUS | [5 empty] | rdl:RDS2222904 |  | A <FIELDBUS> is a <SIGNAL CONVEYING ITEM> and a <DIGITAL LOOP> that is an all-digital, serial, two-way communications system that serves as the base-level network in a plant or factory automation environment. It is an open architecture, developed and administered by the Fieldbus Foundation. It is targeted for applications using basic and advanced regulatory control, and for much of the discrete control associated with those functions | [5 empty] | dm:ClassOfInanimatePhysicalObject
FIELDBUS | [7 empty] | FOUNDATION Fieldbus H1 | [5 empty] | rdl:RDS2222905 |  | A <FOUNDATION Fieldbus H1> is a <FIELDBUS> that operates at 31.25 kbit/s and is generally used to connect to field devices and host systems. It provides communication and power over standard stranded twisted-pair wiring in both conventional and intrinsic safety applications. H1 is currently the most common implementation | [5 empty] | dm:ClassOfInanimatePhysicalObject
FIELDBUS | [7 empty] | HIGH SPEED ETHERNET (HSE) | [5 empty] | rdl:RDS2222906 |  | A <HIGH SPEED ETHERNET (HSE)> is a <FIELDBUS> that operates at 100/1000 Mbit/s and generally connects input/output subsystems, host systems, linking devices and gateways. It does not currently provide power over the cable, although work is under way to address this using the IEEE802.3af Power over Ethernet (PoE) standard | [5 empty] | dm:ClassOfInanimatePhysicalObject
DIGITAL LOOP | SIGNAL CONVEYING ITEM | [5 empty] | HART | [5 empty] | rdl:RDS2222903 |  | A <HART> is a <SIGNAL CONVEYING ITEM> and a <DIGITAL LOOP> that is compliant with the HART Communications Protocol (Highway Addressable Remote Transducer)and is an early implementation of <FIELDBUS>. Its most notable advantage is that it can communicate over legacy 4-20 mA analog instrumentation wiring, sharing the pair of wires used by the older system | [5 empty] | dm:ClassOfInanimatePhysicalObject
DIGITAL LOOP | SIGNAL CONVEYING ITEM | [5 empty] | MODBUS RS-485 | [5 empty] | rdl:RDS2222910 |  | A <MODBUS RS-485> is a <SIGNAL CONVEYING ITEM> and a <DIGITAL LOOP> that is compliant with TIA-495 that is a standard defining the electrical characteristics of drivers and receivers for use in balanced digital multipoint systems. The standard is published by the Telecommunications Industry Association/Electronic Industries Alliance (TIA/EIA). Digital communications networks implementing the standard can be used effectively over long distances and in electrically noisy environments. Multiple receivers may be connected to such a network in a linear, multi-drop configuration. These characteristics make such networks useful in industrial environments and similar applications | [5 empty] | dm:ClassOfInanimatePhysicalObject
SIGNAL CONVEYING ITEM | [6 empty] | OPTICAL FIBRE | [5 empty] | rdl:RDS514214 |  | An <OPTICAL FIBRE> is a <SIGNAL CONVEYING ITEM> that is a flexible, transparent fiber made by drawing glass (silica) or plastic to a diameter slightly thicker than that of a human hair; Optical fibers are used most often as a means to transmit light between the two ends of the fiber and find wide usage in fiber-optic communications, where they permit transmission over longer distances and at higher bandwidths (data rates) than wire cables | [5 empty] | dm:ClassOfInanimatePhysicalObject
SIGNAL CONVEYING ITEM | [6 empty] | OPTICAL FIBRE CABLE | [5 empty] | rdl:RDS475829 |  | An <OPTICAL FIBRE CABLE> is a <SIGNAL CONVEYING ITEM> that is an assembly comprising one or more <OPTICAL FIBRE>s or fibre bundles inside a common covering designed to protect them against mechanical stresses and other environmental influences while retaining the transmission quality of the fibres | [5 empty] | dm:ClassOfInanimatePhysicalObject
DIGITAL LOOP | SIGNAL CONVEYING ITEM | [5 empty] | PROFIBUS | [5 empty] | rdl:RDS2222907 |  | A <PROFIBUS> is a <SIGNAL CONVEYING ITEM> and a <DIGITAL LOOP> that is a standard for fieldbus communication in automation technology and was first promoted in 1989 by BMBF (German department of education and research); it is openly published as part of IEC 61158. It has two variations: PA (Process Automation) and DP (Decentralised Peripherals). PA uses the same protocol as DP, and can be linked to a DP network using a coupler device. The much faster DP acts as a backbone network for transmitting process signals to the controller. This means that DP and PA can work tightly together, especially in hybrid applications where process and factory automation networks operate side by side | [5 empty] | dm:ClassOfInanimatePhysicalObject
PROFIBUS | [7 empty] | PROFIBUS DP | [5 empty] | rdl:RDS2222908 |  | A <PROFIBUS DP> is a <PROFIBUS> that is used to operate sensors and actuators via a centralised controller in production (factory) automation applications. The many standard diagnostic options, in particular, are focused on here | [5 empty] | dm:ClassOfInanimatePhysicalObject
PROFIBUS | [7 empty] | PROFIBUS PA | [5 empty] | rdl:RDS2222909 |  | A <PROFIBUS PA> is a <PROFIBUS> that is used to monitor measuring equipment via a process control system in process automation applications. This variant is designed for use in explosion/hazardous areas (Ex-zone 0 and 1). The Physical Layer (i.e. the cable) conforms to IEC 61158-2, which allows power to be delivered over the bus to field instruments, while limiting current flows so that explosive conditions are not created, even if a malfunction occurs. The number of devices attached to a PA segment is limited by this feature. PA has a data transmission rate of 31.25 kbit/s | [5 empty] | dm:ClassOfInanimatePhysicalObject
ELECTRICAL CABLE | SIGNAL CONVEYING ITEM | [5 empty] | SHIELDED CABLE | [5 empty] | rdl:RDS6459144 |  | A <SHIELDED CABLE> is a <SIGNAL CONVEYING ITEM> and a <ELECTRICAL CABLE> that contains a cable shield | [5 empty] | dm:ClassOfInanimatePhysicalObject
ELECTRICAL CABLE | SIGNAL CONVEYING ITEM | [5 empty] | THERMOCOUPLE COMPENSATION CABLE | [5 empty] | rdl:RDS6459234 |  | A <THERMOCOUPLE COMPENSATION CABLE> is a <SIGNAL CONVEYING ITEM> and a <ELECTRICAL CABLE> having conductors differing in nature or quality from that of the thermocouple, but having thermoelectric characteristics such that the resulting error is within specified limits for a given temperature range | [5 empty] | dm:ClassOfInanimatePhysicalObject
ELECTRICAL CABLE | SIGNAL CONVEYING ITEM | [5 empty] | THERMOCOUPLE EXTENSION CABLE | [5 empty] | rdl:RDS6459279 |  | A <THERMOCOUPLE EXTENSION CABLE> is a <SIGNAL CONVEYING ITEM> and a <ELECTRICAL CABLE> consisting of conductors of the same nature as the thermocouple elements, extending it to the reference junction and having the same thermo-electric properties as those of the thermocouple within the whole temperature range of utilisation | [5 empty] | dm:ClassOfInanimatePhysicalObject
INSTRUMENTATION ITEM | STANDARD SIGNAL RECEIVER | SWITCHING DEVICE |  |  |  | SIGNAL SWITCH | [5 empty] | rdl:RDS222463 |  | A <SIGNAL SWITCH> is a <INSTRUMENTATION ITEM> and a <STANDARD SIGNAL RECEIVER> and a <SWITCHING DEVICE> that operates when an input standard signal reaches a preset criterium | [5 empty] | dm:ClassOfInanimatePhysicalObject
INSTRUMENTATION ITEM | [5 empty] | SINGLE FUNCTION INSTRUMENT | [5 empty] | rdl:RDS914489 |  | A <SINGLE FUNCTION INSTRUMENT> is an <INSTRUMENTATION ITEM> and a <MEASURING INSTRUMENT> for the measurement of one kind of quantity only | [5 empty] | dm:ClassOfInanimatePhysicalObject
INSTRUMENTATION ITEM | [5 empty] | SINGLE RANGE INSTRUMENT | [5 empty] | rdl:RDS914354 |  | A <SINGLE RANGE INSTRUMENT> is an <INSTRUMENTATION ITEM> and a <MEASURING INSTRUMENT> having only one measuring range | [5 empty] | dm:ClassOfInanimatePhysicalObject
INSTRUMENTATION ITEM | OXYGEN CONTENT ANALYSER |  |  |  |  | SOLID ELECTROLYTE OXYGEN ANALYSER | [5 empty] | rdl:RDS1066679 |  | A <SOLID ELECTROLYTE OXYGEN ANALYSER> is an <INSTRUMENTATION ITEM> and an <OXYGEN CONTENT ANALYSER> using the electrochemical behaviour of a solid, e.g. zirconia, at high temperature to determine the oxygen content of a fluid | [5 empty] | dm:ClassOfInanimatePhysicalObject
INSTRUMENTATION ITEM | TOOL |  |  |  |  | SPAN ADJUSTMENT DEVICE | [5 empty] | rdl:RDS735164 |  | A <SPAN ADJUSTMENT DEVICE> is an <INSTRUMENTATION ITEM> and a <TOOL> that is intended for adjustment of the measuring range or operating range of an instrument | [5 empty] | dm:ClassOfInanimatePhysicalObject
INSTRUMENTATION ITEM | RECORDER |  |  |  |  | SPOT RECORDER | [5 empty] | rdl:RDS916199 |  | A <SPOT RECORDER> is an <INSTRUMENTATION ITEM> and a <RECORDER> that is using an optical head for projecting a light beam (visible or invisible) on a light-sensitive chart | [5 empty] | dm:ClassOfInanimatePhysicalObject
INSTRUMENTATION ITEM | PRESSURE REGULATOR |  |  |  |  | SPRING-LOADED CONSTANT DOWNSTREAM PRESSURE VALVE | [5 empty] | rdl:RDS11141815 |  | An <SPRING-LOADED CONSTANT DOWNSTREAM PRESSURE VALVE> is an <INSTRUMENTATION ITEM> and a <PRESSURE REGULATOR> that acts against a spring pressure to maintain a constant downstream pressure | [5 empty] | dm:ClassOfInanimatePhysicalObject
FLOW REGULATOR | INSTRUMENTATION ITEM |  |  |  |  | SPRINKLER CONTROL VALVE | [5 empty] | rdl:RDS312074 |  | An <SPRINKLER CONTROL VALVE> is an <INSTRUMENTATION ITEM> and a <FLOW REGULATOR> that can be used to control the flow of fluid to a sprinkler system | [5 empty] | dm:ClassOfInanimatePhysicalObject
INSTRUMENTATION ITEM | RECORDER | STANDARD SIGNAL RECEIVER |  |  |  | STANDARD SIGNAL RECORDER | [5 empty] | rdl:RDS222472 |  | A <STANDARD SIGNAL RECORDER> is an <INSTRUMENTATION ITEM> and a <RECORDER> and a <STANDARD SIGNAL RECEIVER> that produces a record that is proportional with a standard input signal | [5 empty] | dm:ClassOfInanimatePhysicalObject
FORCE MEASURING ELEMENT | INSTRUMENTATION ITEM |  |  |  |  | STRAIN GAUGE | [5 empty] | rdl:RDS2228183 |  | A <STRAIN GAUGE> is an <INSTRUMENTATION ITEM> and a <FORCE MEASURING ELEMENT> that measures the deformation (strain) as a change in electrical resistance, which is a measure of the strain and hence the applied forces | [5 empty] | dm:Scale
INSTRUMENTATION ITEM | LOAD CELL |  |  |  |  | STRAIN GAUGE LOAD CELL | [5 empty] | rdl:RDS5770253 |  | A <STRAIN GAUGE LOAD CELL> is an <INSTRUMENTATION ITEM> and a <LOAD CELL> on the basis of a <STRAIN GAUGE> | [5 empty] | dm:ClassOfInanimatePhysicalObject
STRAIN GAUGE LOAD CELL | [6 empty] | BENDING BEAM LOAD CELL | [5 empty] | rdl:RDS2226471 |  | A <BENDING BEAM LOAD CELL> is a <STRAIN GAUGE LOAD CELL> that monitors the stress in the sensing element when spring element is subjected to a bending forces | [5 empty] | dm:ClassOfInanimatePhysicalObject
STRAIN GAUGE LOAD CELL | [6 empty] | CANISTER LOAD CELL | [5 empty] | rdl:RDS2226472 |  | A <CANISTER LOAD CELL> is a <STRAIN GAUGE LOAD CELL> that has a cylindrical shaped spring element; can be used in both tension and compression | [5 empty] | dm:ClassOfInanimatePhysicalObject
STRAIN GAUGE LOAD CELL | [6 empty] | DOUBLE ENDED SHEAR BEAM LOAD CELL | [5 empty] | rdl:RDS2226473 |  | A <DOUBLE ENDED SHEAR BEAM LOAD CELL> is a <STRAIN GAUGE LOAD CELL> that has a spring element fixed at both ends and loaded in the center | [5 empty] | dm:ClassOfInanimatePhysicalObject
STRAIN GAUGE LOAD CELL | [6 empty] | LOAD PIN LOAD CELL | [5 empty] | rdl:RDS2226474 |  | A <LOAD PIN LOAD CELL> is a <STRAIN GAUGE LOAD CELL> that measure weight; it replaces the sheave pin of a lifting device, typically cranes | [5 empty] | dm:ClassOfInanimatePhysicalObject
STRAIN GAUGE LOAD CELL | [6 empty] | PANCAKE LOAD CELL | [5 empty] | rdl:RDS2226475 |  | A <PANCAKE LOAD CELL> is a <STRAIN GAUGE LOAD CELL> that is a low-profile load cell often used in vessel weighing; can be tension or compression | [5 empty] | dm:ClassOfInanimatePhysicalObject
STRAIN GAUGE LOAD CELL | [6 empty] | S-TYPE LOAD CELL | [5 empty] | rdl:RDS2226477 |  | An <S-TYPE LOAD CELL> is a <STRAIN GAUGE LOAD CELL> that has a S-shaped spring element; can be used in both compression and tension | [5 empty] | dm:ClassOfInanimatePhysicalObject
STRAIN GAUGE LOAD CELL | [6 empty] | SINGLE POINT SHEAR BEAM LOAD CELL | [5 empty] | rdl:RDS2226476 |  | A <SINGLE POINT SHEAR BEAM LOAD CELL> is a <STRAIN GAUGE LOAD CELL> that hass a spring element fixed at one end and loaded on the other | [5 empty] | dm:ClassOfInanimatePhysicalObject
STRAIN GAUGE LOAD CELL | [6 empty] | TENSION LINK LOAD CELL | [5 empty] | rdl:RDS2226478 |  | A <TENSION LINK LOAD CELL> is a <STRAIN GAUGE LOAD CELL> that is used in crane and hoist weighing systems. Measures tension force only | [5 empty] | dm:ClassOfInanimatePhysicalObject
INSTRUMENTATION ITEM | RECORDER |  |  |  |  | STYLUS RECORDER | [5 empty] | rdl:RDS916154 |  | A <STYLUS RECORDER> is an <INSTRUMENTATION ITEM> and a <RECORDER> in which the record on the chart is made by a stylus not requiring ink | [5 empty] | dm:ClassOfInanimatePhysicalObject
ELECTRIC VARIABLE MEASURING INSTRUMENT | INSTRUMENTATION ITEM |  |  |  |  | SYNCHRONOSCOPE | [5 empty] | rdl:RDS870389 |  | A <SYNCHRONOSCOPE> is an <INSTRUMENTATION ITEM> and an <ELECTRIC VARIABLE MEASURING INSTRUMENT> that is intended to indicate if two a.c. voltages or polyphase voltage systems have the same frequency and are in phase | [5 empty] | dm:ClassOfInanimatePhysicalObject
INSTRUMENTATION ITEM | ROTATIONAL SPEED MEASURING INSTRUMENT |  |  |  |  | TACHOMETER | [5 empty] | rdl:RDS884834 |  | A <TACHOMETER> is an <INSTRUMENTATION ITEM> and a <ROTATIONAL SPEED MEASURING INSTRUMENT> that is intended to measure and indicate and/or produce a signal which represents the measured speed of rotation | [5 empty] | dm:ClassOfInanimatePhysicalObject
GAUGE | INSTRUMENTATION ITEM |  |  |  |  | TANK GAUGE | [5 empty] | rdl:RDS883169 |  | A <TANK GAUGE> is an <INSTRUMENTATION ITEM> and a <GAUGE> designed for being mounted on a tank; usually a level measurement | [5 empty] | dm:ClassOfInanimatePhysicalObject
TANK GAUGE | [6 empty] | SERVO TANK GAUGE | [5 empty] | rdl:RDS1009304 |  | A <SERVO TANK GAUGE> is a <TANK GAUGE> that is intended to intermittently lower a displacer to measure a liquid level, bottom level, interface level or density | [5 empty] | dm:ClassOfInanimatePhysicalObject
INSTRUMENTATION ITEM | TEMPERATURE MEASURING ELEMENT |  |  |  |  | TEMPERATURE MEASURING ELEMENT - FILLED BULB | [5 empty] | rdl:RDS1029959 |  | A <TEMPERATURE MEASURING ELEMENT - FILLED BULB> is an <INSTRUMENTATION ITEM> and a <TEMPERATURE MEASURING ELEMENT> that uses the principle of fluid expansion to measure temperature | [5 empty] | dm:ClassOfInanimatePhysicalObject
INSTRUMENTATION ITEM | TEMPERATURE MEASURING ELEMENT |  |  |  |  | TEMPERATURE MEASURING ELEMENT - BIMETAL | [5 empty] | rdl:RDS445184 |  | A <TEMPERATURE MEASURING ELEMENT - BIMETAL> is an <INSTRUMENTATION ITEM> and a <TEMPERATURE MEASURING ELEMENT> that is composed of two separate metals joined together and which convert a temperature change into mechanical displacement | [5 empty] | dm:ClassOfInanimatePhysicalObject
INSTRUMENTATION ITEM | TEMPERATURE MEASURING ELEMENT |  |  |  |  | TEMPERATURE MEASURING ELEMENT - INFRARED | [5 empty] | rdl:RDS222595 |  | A <TEMPERATURE MEASURING ELEMENT - INFRARED> is an <INSTRUMENTATION ITEM> and a <TEMPERATURE MEASURING ELEMENT> that infers temperature from a portion of the thermal radiation sometimes called blackbody radiation emitted by the object being measured | [5 empty] | dm:ClassOfInanimatePhysicalObject
INSTRUMENTATION ITEM | TEMPERATURE MEASURING ELEMENT |  |  |  |  | TEMPERATURE MEASURING ELEMENT - RESISTANCE | [5 empty] | rdl:RDS445274 |  | A <TEMPERATURE MEASURING ELEMENT - RESISTANCE> is an <INSTRUMENTATION ITEM> and a <TEMPERATURE MEASURING ELEMENT> that is a sensing element that operate on the principle of changes in electrical resistance of pure metals (sintered semiconductor material) and are characterized by an almost linear positive change in resistance with temperature | [5 empty] | dm:ClassOfInanimatePhysicalObject
TEMPERATURE MEASURING ELEMENT - RESISTANCE | [6 empty] | NEGATIVE RESISTANCE TEMPERATURE ELEMENT | [5 empty] | rdl:RDS445364 |  | A <NEGATIVE RESISTANCE TEMPERATURE ELEMENT> is a <TEMPERATURE MEASURING ELEMENT - RESISTANCE> that has a negative temperature coefficient which means that the electrical resistance decreases with increasing temperature | [5 empty] | dm:ClassOfInanimatePhysicalObject
TEMPERATURE MEASURING ELEMENT - RESISTANCE | [6 empty] | POSITIVE RESISTANCE TEMPERATURE ELEMENT | [5 empty] | rdl:RDS445319 |  | A <POSITIVE RESISTANCE TEMPERATURE ELEMENT> is a <TEMPERATURE MEASURING ELEMENT - RESISTANCE> that has a positive temperature coefficient which means that the electrical resistance increases with increasing temperature | [5 empty] | dm:ClassOfInanimatePhysicalObject
TEMPERATURE MEASURING ELEMENT - RESISTANCE | [6 empty] | TEMPERATURE MEASURING ELEMENT - RESISTANCE PT100 | [5 empty] | rdl:RDS890324 |  | A <TEMPERATURE MEASURING ELEMENT - RESISTANCE PT100> is a <TEMPERATURE MEASURING ELEMENT - RESISTANCE> made of platinum that has the resistance of 100 ohm at 0 deg. Celsius | [5 empty] | dm:ClassOfInanimatePhysicalObject
TEMPERATURE MEASURING ELEMENT - RESISTANCE PT100 | [7 empty] | WINDING TEMPERATURE SENSOR | [5 empty] | rdl:RDS1186559 |  | A <WINDING TEMPERATURE SENSOR> is a <TEMPERATURE MEASURING ELEMENT - RESISTANCE PT100> that is designed for winding temperature measurement | [5 empty] | dm:ClassOfInanimatePhysicalObject
TEMPERATURE MEASURING ELEMENT - RESISTANCE | [6 empty] | TEMPERATURE MEASURING ELEMENT - RESISTANCE PT1000 | [5 empty] | rdl:RDS1464287521 |  | A <TEMPERATURE MEASURING ELEMENT - RESISTANCE PT1000> is a <TEMPERATURE MEASURING ELEMENT - RESISTANCE> made of platinum that has the resistance of 1000 ohm at 0 deg. Celsius | [5 empty] | dm:ClassOfInanimatePhysicalObject
TEMPERATURE MEASURING ELEMENT - RESISTANCE | [6 empty] | THERMISTOR | [5 empty] | rdl:RDS6624243 |  | A <THERMISTOR> is a <TEMPERATURE MEASURING ELEMENT - RESISTANCE> that use a semiconductor device to change resistance that increases with increasing temperature, and is used for the sensitive measurement and control | [5 empty] | dm:ClassOfInanimatePhysicalObject
INSTRUMENTATION ITEM | TEMPERATURE MEASURING ELEMENT |  |  |  |  | TEMPERATURE MEASURING ELEMENT - THERMOCOUPLE | [5 empty] | rdl:RDS445229 |  | A <TEMPERATURE MEASURING ELEMENT - THERMOCOUPLE> is an <INSTRUMENTATION ITEM> and a <TEMPERATURE MEASURING ELEMENT> in which a pair of wires of dissimilar metals (as copper and iron) are joined and the free ends of the wires are connected to an instrument (as a voltmeter) that measures the difference in potential created at the junction of the two metals | [5 empty] | dm:ClassOfInanimatePhysicalObject
TEMPERATURE MEASURING ELEMENT - THERMOCOUPLE | [6 empty] | TYPE B THERMOCOUPLE | [5 empty] | rdl:RDS12171850 |  | A <TYPE B THERMOCOUPLE> is a <TEMPERATURE MEASURING ELEMENT - THERMOCOUPLE> made of (+) 70%Pt/30%Rh and (-) 94%Pt/6%Rh, by weight | [5 empty] | dm:ClassOfInanimatePhysicalObject
TEMPERATURE MEASURING ELEMENT - THERMOCOUPLE | [6 empty] | TYPE C THERMOCOUPLE | [5 empty] | rdl:RDS12171895 |  | A <TYPE C THERMOCOUPLE> is a <TEMPERATURE MEASURING ELEMENT - THERMOCOUPLE> made of (+) 95%W/5%Re and (-) 74%W/26%Re, by weight | [5 empty] | dm:ClassOfInanimatePhysicalObject
TEMPERATURE MEASURING ELEMENT - THERMOCOUPLE | [6 empty] | TYPE D THERMOCOUPLE | [5 empty] | rdl:RDS12171940 |  | A <TYPE D THERMOCOUPLE> is a <TEMPERATURE MEASURING ELEMENT - THERMOCOUPLE> made of (+) 97%W/3%Re and (-) 75%W/25%Re, by weight | [5 empty] | dm:ClassOfInanimatePhysicalObject
TEMPERATURE MEASURING ELEMENT - THERMOCOUPLE | [6 empty] | TYPE E THERMOCOUPLE | [5 empty] | rdl:RDS12171985 |  | A <TYPE E THERMOCOUPLE> is a <TEMPERATURE MEASURING ELEMENT - THERMOCOUPLE> made of (+) Ni-Cr (chromel) and (-) Cu-Ni (constantan) | [5 empty] | dm:ClassOfInanimatePhysicalObject
TEMPERATURE MEASURING ELEMENT - THERMOCOUPLE | [6 empty] | TYPE G THERMOCOUPLE | [5 empty] | rdl:RDS12172030 |  | A <TYPE G THERMOCOUPLE> is a <TEMPERATURE MEASURING ELEMENT - THERMOCOUPLE> made of (+) W and (-) 74%W/26%Re, by weight | [5 empty] | dm:ClassOfInanimatePhysicalObject
TEMPERATURE MEASURING ELEMENT - THERMOCOUPLE | [6 empty] | TYPE J THERMOCOUPLE | [5 empty] | rdl:RDS12172075 |  | A <TYPE J THERMOCOUPLE> is a <TEMPERATURE MEASURING ELEMENT - THERMOCOUPLE> made (+) Fe and (-) Cu-Ni (constantan) | [5 empty] | dm:ClassOfInanimatePhysicalObject
TEMPERATURE MEASURING ELEMENT - THERMOCOUPLE | [6 empty] | TYPE K THERMOCOUPLE | [5 empty] | rdl:RDS12171355 |  | A <TYPE K THERMOCOUPLE> is a <TEMPERATURE MEASURING ELEMENT - THERMOCOUPLE> made (+) Ni-Cr (chromel) and (-) Ni-Al (alumel) | [5 empty] | dm:ClassOfInanimatePhysicalObject
TEMPERATURE MEASURING ELEMENT - THERMOCOUPLE | [6 empty] | TYPE M THERMOCOUPLE | [5 empty] | rdl:RDS222596 |  | A <TYPE M THERMOCOUPLE> is a <TEMPERATURE MEASURING ELEMENT - THERMOCOUPLE> made of (+) 82%Ni/18%Mo and (-) 99.2%Ni/0.8%Co%, by weight | [5 empty] | dm:ClassOfInanimatePhysicalObject
TEMPERATURE MEASURING ELEMENT - THERMOCOUPLE | [6 empty] | TYPE N THERMOCOUPLE | [5 empty] | rdl:RDS222597 |  | A <TYPE N THERMOCOUPLE> is a <TEMPERATURE MEASURING ELEMENT - THERMOCOUPLE> made of (+) 14.4%Cr/1.4%Si/0.1%Mg (Nicrosil) and (-) 95.5%Ni/4.4%Si/0.1%Mg (Nisil) | [5 empty] | dm:ClassOfInanimatePhysicalObject
TEMPERATURE MEASURING ELEMENT - THERMOCOUPLE | [6 empty] | TYPE R THERMOCOUPLE | [5 empty] | rdl:RDS12170905 |  | A <TYPE R THERMOCOUPLE> is a <TEMPERATURE MEASURING ELEMENT - THERMOCOUPLE> made of (+) 87%Pt/13%Rh by weight and (-) Pt | [5 empty] | dm:ClassOfInanimatePhysicalObject
TEMPERATURE MEASURING ELEMENT - THERMOCOUPLE | [6 empty] | TYPE S THERMOCOUPLE | [5 empty] | rdl:RDS12170950 |  | A <TYPE S THERMOCOUPLE> is a <TEMPERATURE MEASURING ELEMENT - THERMOCOUPLE> made of (+) 90%Pt/10%Rh by weight and (-) Pt | [5 empty] | dm:ClassOfInanimatePhysicalObject
TEMPERATURE MEASURING ELEMENT - THERMOCOUPLE | [6 empty] | TYPE T THERMOCOUPLE | [5 empty] | rdl:RDS12170995 |  | A <TYPE T THERMOCOUPLE> is a <TEMPERATURE MEASURING ELEMENT - THERMOCOUPLE> made of (+) Cu and (-) Cu-Ni (constantan). | [5 empty] | dm:ClassOfInanimatePhysicalObject
INSTRUMENTATION ITEM | TEMPERATURE MEASURING INSTRUMENT |  |  |  |  | TEMPERATURE MEASURING INSTRUMENT - BIMETAL | [5 empty] | rdl:RDS2224070 |  | A <TEMPERATURE MEASURING INSTRUMENT - BIMETAL> is an <INSTRUMENTATION ITEM> and a <TEMPERATURE MEASURING INSTRUMENT> that handles the measurement results of a <TEMPERATURE MEASURING ELEMENT - BIMETAL> | [5 empty] | dm:ClassOfInanimatePhysicalObject
INSTRUMENTATION ITEM | TEMPERATURE MEASURING INSTRUMENT |  |  |  |  | TEMPERATURE MEASURING INSTRUMENT - FILLED BULB | [5 empty] | rdl:RDS2224071 |  | A <TEMPERATURE MEASURING INSTRUMENT - FILLED BULB> is an <INSTRUMENTATION ITEM> and a <TEMPERATURE MEASURING INSTRUMENT> that handles the measurement results of a <TEMPERATURE MEASURING ELEMENT - FILLED BULB> | [5 empty] | dm:ClassOfInanimatePhysicalObject
INSTRUMENTATION ITEM | TEMPERATURE MEASURING INSTRUMENT |  |  |  |  | TEMPERATURE MEASURING INSTRUMENT - INFRARED | [5 empty] | rdl:RDS2224072 |  | A <TEMPERATURE MEASURING INSTRUMENT - INFRARED> is an <INSTRUMENTATION ITEM> and a <TEMPERATURE MEASURING INSTRUMENT> that handles the measurement results of a <TEMPERATURE MEASURING ELEMENT - INFRARED> | [5 empty] | dm:ClassOfInanimatePhysicalObject
INSTRUMENTATION ITEM | TEMPERATURE MEASURING INSTRUMENT |  |  |  |  | TEMPERATURE MEASURING INSTRUMENT - RESISTANCE | [5 empty] | rdl:RDS2224073 |  | A <TEMPERATURE MEASURING INSTRUMENT - RESISTANCE> is an <INSTRUMENTATION ITEM> and a <TEMPERATURE MEASURING INSTRUMENT> that handles the measurement results of a <TEMPERATURE MEASURING ELEMENT - RESISTANCE> | [5 empty] | dm:ClassOfInanimatePhysicalObject
INSTRUMENTATION ITEM | TEMPERATURE MEASURING INSTRUMENT |  |  |  |  | TEMPERATURE MEASURING INSTRUMENT - THERMOCOUPLE | [5 empty] | rdl:RDS2224074 |  | A <TEMPERATURE MEASURING INSTRUMENT - THERMOCOUPLE> is an <INSTRUMENTATION ITEM> and a <TEMPERATURE MEASURING INSTRUMENT> that handles the measurement results of a <TEMPERATURE MEASURING ELEMENT - THERMOCOUPLE> | [5 empty] | dm:ClassOfInanimatePhysicalObject
GAS ANALYSER | INSTRUMENTATION ITEM | THERMAL CONDUCTIVITY ANALYSER |  |  |  | THERMAL CONDUCTIVITY GAS ANALYSER | [5 empty] | rdl:RDS1066454 |  | A <THERMAL CONDUCTIVITY GAS ANALYSER>is an <INSTRUMENTATION ITEM> and a <GAS ANALYSER> and a <THERMAL CONDUCTIVITY ANALYSER> intended to provide on-line gas-composition analysis based on the measured thermal conductivity of the gases in a mixture | [5 empty] | dm:ClassOfInanimatePhysicalObject
INSTRUMENTATION ITEM | PRESSURIZED CONTAINER |  |  |  |  | THERMAL ELEMENT SHEATH | [5 empty] | rdl:RDS7350694 |  | A <THERMAL ELEMENT SHEATH> is an <INSTRUMENTATION ITEM> and a <PRESSURIZED CONTAINER> that is made to act as a protective layer covering a <TEMPERATURE ELEMENT> | [5 empty] | dm:ClassOfInanimatePhysicalObject
INSTRUMENTATION ITEM | RECORDER |  |  |  |  | THERMAL RECORDER | [5 empty] | rdl:RDS916244 |  | A <THERMAL RECORDER> is an <INSTRUMENTATION ITEM> and a <RECORDER> that is using thermal pen(s) to record data on a chart | [5 empty] | dm:ClassOfInanimatePhysicalObject
INSTRUMENTATION ITEM | TEMPERATURE GAUGE |  |  |  |  | THERMOMETER | [5 empty] | rdl:RDS5779382 |  | A <THERMOMETER> is an <INSTRUMENTATION ITEM> and a <TEMPERATURE GAUGE>, typically one consisting of a narrow, hermetically sealed glass tube marked with graduations and having at one end a bulb containing mercury or alcohol which extends along the tube as it expands | [5 empty] | dm:ClassOfInanimatePhysicalObject
THERMOMETER | [6 empty] | THERMOMETER 135 DEGREES LEFT | [5 empty] | rdl:RDS1471868161 |  | A <THERMOMETER 135 DEGREES LEFT> is a <THERMOMETER> where the stem is at a 135 degree angle with the axis of the <GAUGE>, pointing left | [5 empty] | dm:ClassOfInanimatePhysicalObject
THERMOMETER | [6 empty] | THERMOMETER 135 DEGREES RIGHT | [5 empty] | rdl:RDS1471868951 |  | A <THERMOMETER 135 DEGREES RIGHT> is a <THERMOMETER> where the stem is at a 135 degree angle with the axis of the <GAUGE>, pointing right | [5 empty] | dm:ClassOfInanimatePhysicalObject
THERMOMETER | [6 empty] | THERMOMETER STRAIGHT | [5 empty] | rdl:RDS1471867731 |  | A <THERMOMETER STRAIGHT> is a <THERMOMETER> where the stem is aligned with the axis of the thermometer | [5 empty] | dm:ClassOfInanimatePhysicalObject
THERMOMETER | [6 empty] | THERMOMETER WITH CELSIUS-FARENHEIT TEMPERATURE SCALE | [5 empty] | rdl:RDS1471722991 |  | A <THERMOMETER WITH CELSIUS-FARENHEIT TEMPERATURE SCALE> is a <THERMOMETER> that has a celsius-farenheit temperature indicator scale | [5 empty] | dm:ClassOfInanimatePhysicalObject
THERMOMETER | [6 empty] | THERMOMETER WITH CELSIUS TEMPERATURE SCALE | [5 empty] | rdl:RDS1471721551 |  | A <THERMOMETER WITH CELSIUS TEMPERATURE SCALE> is a <THERMOMETER> that has a celsius temperature indicator scale | [5 empty] | dm:ClassOfInanimatePhysicalObject
THERMOMETER | [6 empty] | THERMOMETER WITH FARENHEIT TEMPERATURE SCALE | [5 empty] | rdl:RDS1471722181 |  | A <THERMOMETER WITH FARENHEIT TEMPERATURE SCALE> is a <THERMOMETER> that has a farenheit temperature indicator scale | [5 empty] | dm:ClassOfInanimatePhysicalObject
THERMOMETER | [6 empty] | V-SHAPED THERMOMETER | [5 empty] | rdl:RDS1471891631 |  | A <THERMOMETER V-SHAPE> is a <THERMOMETER> where the opening in the upper case has a V-shape | [5 empty] | dm:ClassOfInanimatePhysicalObject
INSTRUMENTATION ITEM | TEMPERATURE SWITCH |  |  |  |  | THERMOSTAT | [5 empty] | rdl:RDS964664 |  | A <THERMOSTAT> is an <INSTRUMENTATION ITEM> and a <TEMPERATURE SWITCH> whose function is controlled by variations of temperature and whose contacts make or break automatically a load circuit when the temperature of the ambient space in which its sensing element placed or the temperature of the surface on which it is fixed reaches a predetermined value | [5 empty] | dm:ClassOfInanimatePhysicalObject
THERMOSTAT | [6 empty] | ADJUSTABLE THERMOSTAT | [5 empty] | rdl:RDS964709 |  | An <ADJUSTABLE THERMOSTAT> is a <THERMOSTAT> whose operating temperature may be varied by the user by adjusting the actuating mechanism, the position of which can be readily identified | [5 empty] | dm:ClassOfInanimatePhysicalObject
ADJUSTABLE THERMOSTAT | [7 empty] | MECHANICALLY ADJUSTABLE THERMOSTAT | [5 empty] | rdl:RDS1462231991 |  | A <MECHANICALLY ADJUSTABLE THERMOSTAT> is an <ADJUSTABLE THERMOSTAT> where the settings must be changed via mechanical means | [5 empty] | dm:ClassOfInanimatePhysicalObject
ADJUSTABLE THERMOSTAT | [7 empty] | PROGRAMMABLE ADJUSTABLE THERMOSTAT | [5 empty] | rdl:RDS1462230971 |  | A <PROGRAMMABLE ADJUSTABLE THERMOSTAT> is an <ADJUSTABLE THERMOSTAT> that is programmable; i.e. the settings can be changed in software | [5 empty] | dm:ClassOfInanimatePhysicalObject
THERMOSTAT | [6 empty] | AMBIENT THERMOSTAT | [5 empty] | rdl:RDS964754 |  | An <AMBIENT THERMOSTAT> is a <THERMOSTAT> that responds to changes in the temperature of the space into which its sensing element penetrates or is housed | [5 empty] | dm:ClassOfInanimatePhysicalObject
THERMOSTAT | [6 empty] | NON-ADJUSTABLE THERMOSTAT | [5 empty] | rdl:RDS964799 |  | A <NON-ADJUSTABLE THERMOSTAT> is a <THERMOSTAT> whose operating temperature is determined by a permanent setting carried out by the manufacturer | [5 empty] | dm:ClassOfInanimatePhysicalObject
INSTRUMENTATION ITEM | TEMPERATURE REGULATOR |  |  |  |  | THERMOSTATIC MIXING ASSEMBLY | [5 empty] | rdl:RDS312839 |  | A <THERMOSTATIC MIXING ASSEMBLY> is an <INSTRUMENTATION ITEM> and a <TEMPERATURE REGULATOR> that maintains and limits mixed hot water to a desired, selectable temperature, helping to minimize thermal shock | [5 empty] | dm:ClassOfInanimatePhysicalObject
ENCLOSURE | Feature | INSTRUMENTATION ITEM |  |  |  | THERMOWELL STEM | [5 empty] | rdl:RDS7278214 |  | A <THERMOWELL STEM> is an <INSTRUMENTATION ITEM> and a <Feature> and an <ENCLOSURE> that is the hollow cylindrical part of a thermowell that is housing the thermocouple or thermoelement and is protruding into the process medium | [5 empty] | dm:ClassOfInanimatePhysicalObject
THERMOWELL STEM | [6 empty] | STEPPED THERMOWELL STEM | [5 empty] | rdl:RDS7278349 |  | A <STEPPED THERMOWELL STEM> is a <THERMOWEL STEM> which is stepped, i.e. consisting of two or more cylindrical sections where the outside diameters of the cylinders are diminishing towards the tip. | [5 empty] | dm:ClassOfInanimatePhysicalObject
THERMOWELL STEM | [6 empty] | STRAIGHT THERMOWELL STEM | [5 empty] | rdl:RDS7278259 |  | A <STRAIGHT THERMOWELL STEM> is a <THERMOWEL STEM> that has a cylindrical shape. | [5 empty] | dm:ClassOfInanimatePhysicalObject
THERMOWELL STEM | [6 empty] | TAPERED THERMOWELL STEM | [5 empty] | rdl:RDS7278304 |  | A <TAPERED THERMOWELL STEM> is a <THERMOWEL STEM> that has a tapered shape. | [5 empty] | dm:ClassOfInanimatePhysicalObject
INSTRUMENTATION ITEM | VOLUME FLOW MEASURING INSTRUMENT |  |  |  |  | TIME OF FLIGHT ULTRASONIC FLOW METER | [5 empty] | rdl:RDS883349 |  | A <TIME OF FLIGHT ULTRASONIC FLOW METER> is an <INSTRUMENTATION ITEM> and a <VOLUME FLOW MEASURING INSTRUMENT> that handles the measurement results of a <VOLUME FLOW MEASURING ELEMENT - ULTRASONIC TRANSIT TIME> | [5 empty] | dm:ClassOfInanimatePhysicalObject
INSTRUMENTATION ITEM | PROCESS SWITCH |  |  |  |  | TIMER | [5 empty] | rdl:RDS5768480 |  | A <TIMER> is an <INSTRUMENTATION ITEM> and a <PROCESS SWITCH> that provides a switching action at one or more pre-set intervals | [5 empty] | dm:ClassOfFunctionalObject
ELECTRICAL APPARATUS | TIMER | [5 empty] | ELECTRIC TIMER | [5 empty] | rdl:RDS6590405 |  | An <ELECTRIC TIMER> is a <TIMER> and an <ELECTRICAL APPARATUS> that is electrically powered | [5 empty] | dm:ClassOfInanimatePhysicalObject
INSTRUMENTATION ITEM | PROCESS VARIABLE TRANSMITTER |  |  |  |  | TRANSMITTER - FORCE-BALANCE | [5 empty] | rdl:RDS2224022 |  | A <TRANSMITTER - FORCE-BALANCE> is an <INSTRUMENTATION ITEM> and a <PROCESS VARIABLE TRANSMITTER> where the output signal is in balance with the measured signal | [5 empty] | dm:ClassOfInanimatePhysicalObject
INSTRUMENTATION ITEM | [5 empty] | TRANSMITTER HOUSING ASSEMBLY | [5 empty] | rdl:RDS735119 |  | A <TRANSMITTER HOUSING ASSEMBLY> is an <INSTRUMENTATION ITEM> that is an assembly of the transmitter electronic circuit, transmitter housing, zero adjustment device, span adjustment device and the indicator | [5 empty] | dm:ClassOfInanimatePhysicalObject
INSTRUMENTATION ITEM | POSITION MEASURING INSTRUMENT |  |  |  |  | TRAVEL INDICATOR | [5 empty] | rdl:RDS5771285 |  | A <TRAVEL INDICATOR> is an <INSTRUMENTATION ITEM> and a <POSITION MEASURING INSTRUMENT> that is powered and indicates the length or rotational movement | [5 empty] | dm:ClassOfInanimatePhysicalObject
INSTRUMENTATION ITEM | POSITION SWITCH |  |  |  |  | TRAVEL STOP | [5 empty] | rdl:RDS7773461 |  | A <TRAVEL STOP> is a <POSITION SWITCH> that terminates a rotation when a predefined position has been reached | [5 empty] | dm:ClassOfInanimatePhysicalObject
INSTRUMENTATION ITEM | RECORDER |  |  |  |  | TREND RECORDER | [5 empty] | rdl:RDS1029869 |  | A <TREND RECORDER> is an <INSTRUMENTATION ITEM> and a <RECORDER> that enables the recording of historical data at a reduced sampling rate, to be retrieved for trend and power quality analysis | [5 empty] | dm:ClassOfInanimatePhysicalObject
FLAME DETECTING MEASURING ELEMENT | INSTRUMENTATION ITEM |  |  |  |  | ULTRAVIOLET FLAME DETECTING MEASURING ELEMENT | [5 empty] | rdl:RDS2225323 |  | An <ULTRAVIOLET FLAME DETECTING MEASURING ELEMENT> is an <INSTRUMENTATION ITEM> and a <FLAME DETECTING MEASURING ELEMENT> that is based on detecting UV <RADIATION> | [5 empty] | dm:ClassOfInanimatePhysicalObject
INSTRUMENTATION ITEM | POSITION MEASURING ELEMENT |  |  |  |  | UNLOADER INDICATOR ASSEMBLY | [5 empty] | rdl:RDS427248061 |  | An <UNLOADER INDICATOR ASSEMBLY> is an <INSTRUMENTATION ITEM> and a <POSITION MEASURING ELEMENT> that converts the mechanical position of the sliding valve into an electrical signal, | [5 empty] | dm:ClassOfInanimatePhysicalObject
FLAME DETECTING MEASURING ELEMENT | INSTRUMENTATION ITEM |  |  |  |  | UV/IR FLAME DETECTING MEASURING ELEMENT | [5 empty] | rdl:RDS2225326 |  | An <UV/IR FLAME DETECTING MEASURING ELEMENT> is an <INSTRUMENTATION ITEM> and a <FLAME DETECTING MEASURING ELEMENT> that is based on detecting both UV and IR <RADIATION> | [5 empty] | dm:ClassOfInanimatePhysicalObject
INSTRUMENTATION ITEM | VACUUM RELIEF DEVICE |  |  |  |  | VACUUM RELIEF VALVE | [5 empty] | rdl:RDS6331685 |  | A <VACUUM RELIEF VALVE> is an <INSTRUMENTATION ITEM> and a <VACUUM RELIEF DEVICE> that is used for pressure compensation purposes by admitting (letting in) a pressure to prevent that vacuum is forming when filling or emptying a system | [5 empty] | dm:ClassOfInanimatePhysicalObject
INSTRUMENTATION ITEM | VACUUM RELIEF DEVICE |  |  |  |  | VACUUM SAFETY VALVE | [5 empty] | rdl:RDS646289 |  | A <VACUUM SAFETY VALVE> is an <INSTRUMENTATION ITEM> and a <VACUUM RELIEF DEVICE> that automatically releases excess pressure or admits pressure to prevent a vacuum | [5 empty] | dm:ClassOfInanimatePhysicalObject
FLUID LEAK DETECTING MEASURING ELEMENT | INSTRUMENTATION ITEM |  |  |  |  | VAPOUR LEAK DETECTION SENSOR | [5 empty] | rdl:RDS2225332 |  | A <VAPOUR LEAK DETECTION SENSOR> is an <INSTRUMENTATION ITEM> and a <FLUID LEAK DETECTION MEASURING ELEMENT> that is sensing a <VAPOUR> leakage | [5 empty] | dm:ClassOfInanimatePhysicalObject
ELECTRICAL ENERGY MEASURING INSTRUMENT | INSTRUMENTATION ITEM |  |  |  |  | VAR-HOUR METER | [5 empty] | rdl:RDS915614 |  | A <VAR-HOUR METER> is an <INSTRUMENTATION ITEM> and a <ELECTRICAL ENERGY MEASURING INSTRUMENT> intended to measure reactive energy by integrating reactive power with respect to time | [5 empty] | dm:ClassOfInanimatePhysicalObject
FLOW GAUGE | INSTRUMENTATION ITEM |  |  |  |  | VARIABLE AREA FLOW INDICATOR | [5 empty] | rdl:RDS883529 |  | A <VARIABLE AREA FLOW INDICATOR> is an <INSTRUMENTATION ITEM> and a <FLOW GAUGE> where a weighted float rises in a tapered tube as the flow rate increases; the float stops rising when area between float and tube is large enough that the weight of the float is balanced by the drag of fluid flow | [5 empty] | dm:ClassOfInanimatePhysicalObject
INSTRUMENTATION ITEM | VELOCITY MEASURING ELEMENT |  |  |  |  | VELOCITY PICKUP | [5 empty] | rdl:RDS5480833728 |  | A <VELOCITY PICKUP> is an <INSTRUMENTATION ITEM> and a <VELOCITY MEASURING ELEMENT> that uses the principle set forth in ISO 2041 | [5 empty] | dm:ClassOfInanimatePhysicalObject
INSTRUMENTATION ITEM | LOAD CELL |  |  |  |  | VIBRATING LOAD CELL | [5 empty] | rdl:RDS2226483 |  | A <VIBRATING LOAD CELL> is an <INSTRUMENTATION ITEM> and a <LOAD CELL> that is used in geomechanical applications due to low amounts of drift, and capacitive load cells where the capacitance of a capacitor changes as the load presses the two plates of a capacitor closer together. (source: Wikipedia) | [5 empty] | dm:ClassOfInanimatePhysicalObject
INSTRUMENTATION ITEM | WEIGHT MEASURING ELEMENT |  |  |  |  | VIBRATING WIRE LOAD CELL | [5 empty] | rdl:RDS222604 |  | A <VIBRATING WIRE LOAD CELL> is an <INSTRUMENTATION ITEM> and a <WEIGHT MEASURING ELEMENT> that measures force (a mechanical load) using a wire that vibrates at a high frequency. The applied external force changes the tension on the wire, this changes the frequency | [5 empty] | dm:ClassOfInanimatePhysicalObject
INSTRUMENTATION ITEM | VIBRATION MEASURING INSTRUMENT |  |  |  |  | VIBRATION INDICATOR | [5 empty] | rdl:RDS317654 |  | A <VIBRATION INDICATOR> is an <INSTRUMENTATION ITEM> and a <VIBRATION MEASURING INSTRUMENT> that indicates a measured vibration | [5 empty] | dm:ClassOfInanimatePhysicalObject
INSTRUMENTATION ITEM | MONITOR |  |  |  |  | VIDEO MONITOR | [5 empty] | rdl:RDS5775540 |  | A <VIDEO MONITOR> is an <INSTRUMENTATION ITEM> and a <MONITOR> that displays the output of a video-generating device, such as a media playout server, IRD, video camera, VCR, or DVD player | [5 empty] | dm:ClassOfInanimatePhysicalObject
VIDEO MONITOR | [6 empty] | CCTV MONITOR | [5 empty] | rdl:RDS1322344611 |  | A <CCTV MONITOR> is a <VIDEO MONITOR> in a closed-circuit television circuit | [5 empty] | dm:ClassOfInanimatePhysicalObject
INSTRUMENTATION ITEM | POWER MEASURING INSTRUMENT |  |  |  |  | VOLT-AMPERE METER | [5 empty] | rdl:RDS915254 |  | A <VOLT-AMPERE METER> is an <INSTRUMENTATION ITEM> and a <POWER MEASURING INSTRUMENT> intended to measure apparent power (volt-ampere) | [5 empty] | dm:ClassOfInanimatePhysicalObject
ELECTRICAL ENERGY MEASURING INSTRUMENT | INSTRUMENTATION ITEM |  |  |  |  | VOLT-AMPERE-HOUR METER | [5 empty] | rdl:RDS915659 |  | A <VOLT-AMPERE-HOUR METER> is an <INSTRUMENTATION ITEM> and a <MEASURING INSTRUMENT> intended to measure apparent energy by integrating apparent power with respect to time | [5 empty] | dm:ClassOfInanimatePhysicalObject
INSTRUMENTATION ITEM | VOLTAGE MEASURING INSTRUMENT |  |  |  |  | VOLTMETER | [5 empty] | rdl:RDS870974 |  | A <VOLTMETER> is an <INSTRUMENTATION ITEM> and a <VOLTAGE MEASURING INSTRUMENT> for measuring the pressure of electricity in volts | [5 empty] | dm:ClassOfInanimatePhysicalObject
VOLTMETER | [6 empty] | DYNAMOMETER VOLTMETER | [5 empty] | rdl:RDS7924279 |  | A <DYNAMOMETER VOLTMETER> is a <VOLTMETER> operating on the dynamometric principle | [5 empty] | dm:ClassOfInanimatePhysicalObject
VOLTMETER | [6 empty] | ELECTROSCOPE | [5 empty] | rdl:RDS918044 |  | An <ELECTROSCOPE> is a <VOLTMETER> for ascertaining the presence of electricity, and its quantity if present | [5 empty] | dm:ClassOfInanimatePhysicalObject
VOLTMETER | [6 empty] | ELECTROSTATIC INSTRUMENT | [5 empty] | rdl:RDS915839 |  | An <ELECTROSTATIC INSTRUMENT> is a <VOLTMETER> intended to determine potential difference which operates by means of electrostatic forces between fixed and moveable charged electrodes | [5 empty] | dm:ClassOfInanimatePhysicalObject
VOLTMETER | [6 empty] | PEAK VOLTMETER | [5 empty] | rdl:RDS915164 |  | A <PEAK VOLTMETER> is a <VOLTMETER> that measures the peak value of an alternating voltage | [5 empty] | dm:ClassOfInanimatePhysicalObject
VOLTMETER | [6 empty] | SPARK GAP METER | [5 empty] | rdl:RDS917999 |  | A <SPARK GAP METER> is a <VOLTMETER> intended to measure peak voltage as a function of the flashover distance between its two electrodes, generally spheres | [5 empty] | dm:ClassOfInanimatePhysicalObject
INSTRUMENTATION ITEM | VOLUME FLOW MEASURING ELEMENT |  |  |  |  | VOLUME FLOW MEASURING ELEMENT - DIFFERENTIAL PRESSURE | [5 empty] | rdl:RDS222511 |  | A <VOLUME FLOW MEASURING ELEMENT - DIFFERENTIAL PRESSURE> is an <INSTRUMENTATION ITEM> and a <VOLUME FLOW MEASURING ELEMENT> that measures the differential pressure across a <MEASURING ELEMENT> in order to measure <VOLUME FLOW RATE> | [5 empty] | dm:ClassOfInanimatePhysicalObject
VOLUME FLOW MEASURING ELEMENT - DIFFERENTIAL PRESSURE | [6 empty] | VENTURI TUBE ASSEMBLY | [5 empty] | rdl:RDS7940784 |  | A <VENTURI TUBE ASSEMBLY> is a <VOLUME FLOW MEASURING ELEMENT - DIFFERENTIAL PRESSURE> that is an assembly of a venturi tube, flow straightener and meter tube as its main components | [5 empty] | dm:ClassOfInanimatePhysicalObject
VOLUME FLOW MEASURING ELEMENT - DIFFERENTIAL PRESSURE | [6 empty] | VOLUME FLOW MEASURING ELEMENT - CONE | [5 empty] | rdl:RDS222512 |  | A <VOLUME FLOW MEASURING ELEMENT - CONE> is a <VOLUME FLOW MEASURING ELEMENT - DIFFERENTIAL PRESSURE> that works with the same basic principles as Venturi and Orifice type DP meters, but do not require the same upstream and downstream piping. The cone acts as a conditioning device as well as a differential pressure producer | [5 empty] | dm:ClassOfInanimatePhysicalObject
VOLUME FLOW MEASURING ELEMENT - DIFFERENTIAL PRESSURE | [6 empty] | VOLUME FLOW MEASURING ELEMENT - DALL TUBE | [5 empty] | rdl:RDS7023655 |  | A <VOLUME FLOW MEASURING ELEMENT - DALL TUBE> is a <VOLUME FLOW MEASURING ELEMENT - DIFFERENTIAL PRESSURE> that is a shortened version of a Venturi meter, with a lower pressure drop than an orifice plate. As with these flow meters the flow rate in a Dall tube is determined by measuring the pressure drop caused by restriction in the conduit | [5 empty] | dm:ClassOfInanimatePhysicalObject
VOLUME FLOW MEASURING ELEMENT - DIFFERENTIAL PRESSURE | [6 empty] | VOLUME FLOW MEASURING ELEMENT - ELBOW | [5 empty] | rdl:RDS880379 |  | A <VOLUME FLOW MEASURING ELEMENT - ELBOW> is a <VOLUME FLOW MEASURING ELEMENTT - DIFFERENTIAL PRESSURE> where the fluid passes through a pipe elbow. The pressure at the outside radius of the elbow increases due to centrifugal force | [5 empty] | dm:ClassOfInanimatePhysicalObject
VOLUME FLOW MEASURING ELEMENT - DIFFERENTIAL PRESSURE | [6 empty] | VOLUME FLOW MEASURING ELEMENT - ELLIPTIC THROAT | [5 empty] | rdl:RDS2221803 |  | A <VOLUME FLOW MEASURING ELEMENT - ELLIPTIC THROAT> is a <VOLUME FLOW MEASURING ELEMENTT - DIFFERENTIAL PRESSURE> that has a tapered restriction of elliptic profile in its passage and measures flow rate by measuring differential pressure between the front part and the throat of the restriction | [5 empty] | dm:ClassOfInanimatePhysicalObject
VOLUME FLOW MEASURING ELEMENT - DIFFERENTIAL PRESSURE | [6 empty] | VOLUME FLOW MEASURING ELEMENT - FLOW NOZZLE | [5 empty] | rdl:RDS820934 |  | A <VOLUME FLOW MEASURING ELEMENT - FLOW NOZZLE> is a <VOLUME FLOW MEASURING ELEMENT - DIFFERENTIAL PRESSURE> that utilizes a flow nozzle with a smooth guided entry and a sharp exit place in the pipe to change the flow field and create a pressure drop that is used to calculate the flow velocity | [5 empty] | dm:ClassOfInanimatePhysicalObject
VOLUME FLOW MEASURING ELEMENT - DIFFERENTIAL PRESSURE | [6 empty] | VOLUME FLOW MEASURING ELEMENT - ORIFICE PLATE | [5 empty] | rdl:RDS418364 |  | A <VOLUME FLOW MEASURING ELEMENT - ORIFICE PLATE> is a <VOLUME FLOW MEASURING ELEMENT - DIFFERENTIAL PRESSURE> that is a plate with a hole through it, placed in the flow; it constricts the flow, and measuring the pressure differential across the constriction gives the flow rate. It is basically a crude form of Venturi meter, but with higher energy losses. There are three type of orifice: concentric, eccentric, and segmental | [5 empty] | dm:ClassOfInanimatePhysicalObject
VOLUME FLOW MEASURING ELEMENT - ORIFICE PLATE | [7 empty] | CONCENTRIC HOLE ORIFICE PLATE | [5 empty] | rdl:RDS7199620 |  | A <CONCENTRIC HOLE ORIFICE PLATE> is a <VOLUME FLOW MEASURING ELEMENT - ORIFICE PLATE> with a circular orifice that is coaxial with the conduit and is concentric to the conduit axis | [5 empty] | dm:ClassOfInanimatePhysicalObject
CONCENTRIC HOLE ORIFICE PLATE | [8 empty] | CONICAL CONCENTRIC ORIFICE PLATE | [5 empty] | rdl:RDS7199744 |  | A <CONICAL CONCENTRIC ORIFICE PLATE> is a <CONCENTRIC HOLE ORIFICE PLATE> of which the orifice is conical | [5 empty] | dm:ClassOfInanimatePhysicalObject
CONCENTRIC HOLE ORIFICE PLATE | [8 empty] | CYLINDRICAL CONCENTRIC ORIFICE PLATE | [5 empty] | rdl:RDS7200382 |  | A <CYLINDRICAL CONCENTRIC ORIFICE PLATE> is a <CONCENTRIC HOLE ORIFICE PLATE> of which the orifice is cylindrical | [5 empty] | dm:ClassOfInanimatePhysicalObject
CONCENTRIC HOLE ORIFICE PLATE | [8 empty] | QUARTER-CIRCLE CONCENTRIC ORIFICE PLATE | [5 empty] | rdl:RDS7200320 |  | A <QUARTER-CIRCLE CONCENTRIC ORIFICE PLATE> is a <CONCENTRIC HOLE ORIFICE PLATE> of which the orifice is a quarter of the circumference of a circle | [5 empty] | dm:ClassOfInanimatePhysicalObject
CONCENTRIC HOLE ORIFICE PLATE | [8 empty] | SQUARE-EDGED CONCENTRIC ORIFICE PLATE | [5 empty] | rdl:RDS7199682 |  | A <SQUARE-EDGED CONCENTRIC ORIFICE PLATE> is a <CONCENTRIC HOLE ORIFICE PLATE> of which the orifice is square-shaped | [5 empty] | dm:ClassOfInanimatePhysicalObject
VOLUME FLOW MEASURING ELEMENT - ORIFICE PLATE | [7 empty] | ECCENTRIC HOLE ORIFICE PLATE | [5 empty] | rdl:RDS7199806 |  | An <ECCENTRIC HOLE ORIFICE PLATE> is a VOLUME FLOW MEASURING ELEMENT - ORIFICE PLATE> with an orifice that is circular and coaxial with the conduit, but eccentric to the conduit axis | [5 empty] | dm:ClassOfInanimatePhysicalObject
VOLUME FLOW MEASURING ELEMENT - ORIFICE PLATE | [7 empty] | PADDLE ORIFICE PLATE | [5 empty] | rdl:RDS6759480 |  | A <PADDLE ORIFICE PLATE> is a <VOLUME FLOW MEASURING ELEMENT - ORIFICE PLATE> with an integrated paddle or handle to facilitate installation between flanges | [5 empty] | dm:ClassOfInanimatePhysicalObject
PADDLE ORIFICE PLATE | [8 empty] | INTEGRAL PADDLE ORIFICE PLATE | [5 empty] | rdl:RDS7211344 |  | An <INTEGRAL PADDLE ORIFICE PLATE> is a <PADDLE ORIFICE PLATE> that is made from one piece | [5 empty] | dm:ClassOfInanimatePhysicalObject
PADDLE ORIFICE PLATE | [8 empty] | WELDED PADDLE ORIFICE PLATE | [5 empty] | rdl:RDS7211282 |  | A <WELDED PADDLE ORIFICE PLATE> is a <PADDLE ORIFICE PLATE> where the orifce plate and the paddle (handle) is assembled through welding | [5 empty] | dm:ClassOfInanimatePhysicalObject
VOLUME FLOW MEASURING ELEMENT - ORIFICE PLATE | [7 empty] | QUARTER CIRCLE ORIFICE PLATE | [5 empty] | rdl:RDS7022320 |  | A <QUARTER CIRCLE ORIFICE PLATE> is a <VOLUME FLOW MEASURING ELEMENT - ORIFICE PLATE> with an orifice that has the shape of a quarter circle | [5 empty] | dm:ClassOfInanimatePhysicalObject
VOLUME FLOW MEASURING ELEMENT - ORIFICE PLATE | [7 empty] | SEGMENTAL ORIFICE PLATE | [5 empty] | rdl:RDS7199868 |  | A <SEGMENTAL ORIFICE PLATE> is a <VOLUME FLOW MEASURING ELEMENT - ORIFICE PLATE> with an orifice that has the form of a segment of a circle | [5 empty] | dm:ClassOfInanimatePhysicalObject
SEGMENTAL ORIFICE PLATE | [8 empty] | SEGMENTAL ORIFICE PLATE FOR DIRTY GAS | [5 empty] | rdl:RDS7199960 |  | A <SEGMENTAL ORIFICE PLATE FOR DIRTY GAS> is a <SEGMENTAL ORIFICE PLATE> that is in the form of a segment of a circle, the cord of which is vertical. The hole is tangential to the side of the conduit | [5 empty] | dm:ClassOfInanimatePhysicalObject
SEGMENTAL ORIFICE PLATE | [8 empty] | SEGMENTAL ORIFICE PLATE FOR DIRTY LIQUID | [5 empty] | rdl:RDS7200022 |  | A <SEGMENTAL ORIFICE PLATE FOR DIRTY LIQUID> is a <SEGMENTAL ORIFICE PLATE> that is in the form of a segment of a circle, the cord of which is horizontal. The hole is tangential to the bottom of the conduit | [5 empty] | dm:ClassOfInanimatePhysicalObject
VOLUME FLOW MEASURING ELEMENT - ORIFICE PLATE | [7 empty] | UNIVERSAL TYPE ORIFICE PLATE | [5 empty] | rdl:RDS6759638 |  | A <UNIVERSAL TYPE ORIFICE PLATE> is a <VOLUME FLOW MEASURING ELEMENT - ORIFICE PLATE> with a circular design that is fit for use in orifice fittings or in the plate holders of ring-type joint (RTJ) orifice flanges | [5 empty] | dm:ClassOfInanimatePhysicalObject
VOLUME FLOW MEASURING ELEMENT - DIFFERENTIAL PRESSURE | [6 empty] | VOLUME FLOW MEASURING ELEMENT - PITOT TUBE | [5 empty] | rdl:RDS418274 |  | A <VOLUME FLOW MEASURING ELEMENT - PITOT TUBE> is a <VOLUME FLOW MEASURING ELEMENT - DIFFERENTIAL PRESSURE> that is a pressure measuring device used to measure fluid flow velocity by determining the stagnation pressure and static pressure. Bernoulli&amp;amp;amp;amp;amp;#39;s equation used to calculate the dynamic pressure and hence fluid velocity | [5 empty] | dm:ClassOfInanimatePhysicalObject
VOLUME FLOW MEASURING ELEMENT - PITOT TUBE | [7 empty] | MULTIPORT PITOT TUBE | [5 empty] | rdl:RDS418319 |  | A <MULTIPORT PITOT TUBE> is a <VOLUME FLOW MEASURING ELEMENT - PITOT TUBE> that has multiple impact pressure ports normal to the flow direction on the exterior tube | [5 empty] | dm:ClassOfInanimatePhysicalObject
VOLUME FLOW MEASURING ELEMENT - DIFFERENTIAL PRESSURE | [6 empty] | VOLUME FLOW MEASURING ELEMENT - SEGMENTAL WEDGE | [5 empty] | rdl:RDS2227396 |  | A <VOLUME FLOW MEASURING ELEMENT - SEGMENTAL WEDGE> is a <VOLUME FLOW MEASURING ELEMENT - DIFFERENTIAL PRESSURE> that measures a differentail pressure acros an interior segmental wedge | [5 empty] | dm:ClassOfInanimatePhysicalObject
VOLUME FLOW MEASURING ELEMENT - DIFFERENTIAL PRESSURE | [6 empty] | VOLUME FLOW MEASURING ELEMENT - V-CONE | [5 empty] | rdl:RDS222514 |  | A <VOLUME FLOW MEASURING ELEMENT - V-CONE> is a <VOLUME FLOW MEASURING ELEMENT - DIFFERENTIAL PRESSURE> that uses a conical body as MEASURING ELEMENT | [5 empty] | dm:ClassOfInanimatePhysicalObject
VOLUME FLOW MEASURING ELEMENT - DIFFERENTIAL PRESSURE | [6 empty] | VOLUME FLOW MEASURING ELEMENT - VENTURI TUBE | [5 empty] | rdl:RDS648044 |  | A <VOLUME FLOW MEASURING ELEMENT - VENTURI TUBE> is a <VOLUME FLOW MEASURING ELEMENT - DIFFERENTIAL PRESSURE> that constricts the flow in some fashion, and pressure sensors measure the differential pressure before and within the constriction. This method is widely used to measure <VOLUME FLOW RATE> in the transmission of gas through pipelines | [5 empty] | dm:ClassOfInanimatePhysicalObject
INSTRUMENTATION ITEM | VOLUME FLOW MEASURING ELEMENT |  |  |  |  | VOLUME FLOW MEASURING ELEMENT - LEVEL-TO-FLOW OPEN CHANNEL | [5 empty] | rdl:RDS222520 |  | A <VOLUME FLOW MEASURING ELEMENT - LEVEL-TO-FLOW OPEN CHANNEL> is an <INSTRUMENTATION ITEM> and a <VOLUME FLOW MEASURING ELEMENT> where behind a <WEIR> or in a <FLUME> the level of the water is measured at a designated point in a hydraulic structure using various secondary devices (bubblers, ultrasonic, float, and differential pressure are common methods). This level is converted to a <VOLUME FLOW RATE> | [5 empty] | dm:ClassOfInanimatePhysicalObject
VOLUME FLOW MEASURING ELEMENT - LEVEL-TO-FLOW OPEN CHANNEL | [6 empty] | VOLUME FLOW MEASURING ELEMENT - AREA-VELOCITY | [5 empty] | rdl:RDS881864 |  | A <VOLUME FLOW MEASURING ELEMENT - AREA-VELOCITY> is a <VOLUME FLOW MEASURING ELEMENT - LEVEL-TO-FLOW OPEN CHANNEL> that calculates flow in an open channel by measuring the level to determine the cross section, and it measures the fluid velocity; subequently these two values are multiplied to arrive at the <VOLUME FLOW RATE> | [5 empty] | dm:ClassOfInanimatePhysicalObject
VOLUME FLOW MEASURING ELEMENT - AREA-VELOCITY | [7 empty] | WEIR FLOW METER | [5 empty] | rdl:RDS883754 |  | A <WEIR FLOW METER> is a <VOLUME FLOW MEASURING ELEMENT - AREA-VELOCITY> utilizing some kind of weir as obstruction | [5 empty] | dm:ClassOfInanimatePhysicalObject
VOLUME FLOW MEASURING ELEMENT - LEVEL-TO-FLOW OPEN CHANNEL | [6 empty] | VOLUME FLOW MEASURING ELEMENT - CURRENT | [5 empty] | rdl:RDS222521 |  | A <VOLUME FLOW MEASURING ELEMENT - CURRENT> is a <VOLUME FLOW MEASURING ELEMENT - LEVEL-TO-FLOW OPEN CHANNEL> that where a propeller is traversed over the area of a channel and velocities averaged to calculate total flow. This may be on the order of hundreds of cubic meters per second. The flow must be kept steady during the traverse of the current meters. Methods for testing hydroelectric turbines are given in IEC standard 60041 | [5 empty] | dm:ClassOfInanimatePhysicalObject
VOLUME FLOW MEASURING ELEMENT - LEVEL-TO-FLOW OPEN CHANNEL | [6 empty] | VOLUME FLOW MEASURING ELEMENT - WEIR | [5 empty] | rdl:RDS222524 |  | A <VOLUME FLOW MEASURING ELEMENT - WEIR> is a <VOLUME FLOW MEASURING ELEMENT - LEVEL-TO-FLOW OPEN CHANNEL> that is an obstruction in the flow path in an open channel. The weir will cause an increase in the water depth as the water flows over the weir. In general, the greater the flow rate, the greater will be the increase in depth of flow, The height of water above the top of the weir is the measurement usually used to correlate with flow rate | [5 empty] | dm:ClassOfInanimatePhysicalObject
VOLUME FLOW MEASURING ELEMENT - WEIR | [7 empty] | VOLUME FLOW MEASURING ELEMENT - BROAD-CRESTED WEIR | [5 empty] | rdl:RDS222525 |  | A <VOLUME FLOW MEASURING ELEMENT - BROAD-CRESTED WEIR> is a <VOLUME FLOW MEASURING ELEMENT - WEIR> that is a flat-crested structure, with a long crest compared to the flow thickness | [5 empty] | dm:ClassOfInanimatePhysicalObject
VOLUME FLOW MEASURING ELEMENT - WEIR | [7 empty] | VOLUME FLOW MEASURING ELEMENT - SHARP-CRESTED WEIR | [5 empty] | rdl:RDS222526 |  | A <VOLUME FLOW MEASURING ELEMENT - SHARP-CRESTED WEIR> is a <VOLUME FLOW MEASURING ELEMENT - WEIR> that is allowing the fluid to fall cleanly away from the weir. Sharp crested weirs are typically 1/4 inch or thinner metal plates | [5 empty] | dm:ClassOfInanimatePhysicalObject
VOLUME FLOW MEASURING ELEMENT - WEIR | [7 empty] | VOLUME FLOW MEASURING ELEMENT - V-NOTCH WEIR | [5 empty] | rdl:RDS222527 |  | A <VOLUME FLOW MEASURING ELEMENT - V-NOTCH WEIR> is a <VOLUME FLOW MEASURING ELEMENT - WEIR> that is a triangular channel section, used to measure small discharge values. The upper edge of the section is always above the water level, so the channel is always triangular simplifying calculation of the cross-sectional area | [5 empty] | dm:ClassOfInanimatePhysicalObject
INSTRUMENTATION ITEM | VOLUME FLOW MEASURING INSTRUMENT |  |  |  |  | VOLUME FLOW MEASURING ELEMENT - FLUME | [5 empty] | rdl:RDS882044 |  | A <VOLUME FLOW MEASURING ELEMENT - FLUME> is an <INSTRUMENTATION ITEM> and a <VOLUME FLOW MEASURING INSTRUMENT> that handles the measurement results of a <VOLUME FLOW MEASURING ELEMENT - FLUME> | [5 empty] | dm:ClassOfInanimatePhysicalObject
INSTRUMENTATION ITEM | VOLUME FLOW MEASURING ELEMENT |  |  |  |  | VOLUME FLOW MEASURING ELEMENT - FORCE BALANCE | [5 empty] | rdl:RDS222516 |  | A <VOLUME FLOW MEASURING ELEMENT - FORCE BALANCE> is an <INSTRUMENTATION ITEM> and a <VOLUME FLOW MEASURING ELEMENT>, where the measured process signal is countebalanced by the outpur signal | [5 empty] | dm:ClassOfInanimatePhysicalObject
VOLUME FLOW MEASURING ELEMENT - FORCE BALANCE | [6 empty] | VOLUME FLOW MEASURING ELEMENT - IMPACT | [5 empty] | rdl:RDS222517 |  | A <VOLUME FLOW MEASURING ELEMENT - IMPACT> is a <VOLUME FLOW MEASURING ELEMENT - FORCE-BALANCE> that measures the impact force of a fluid on a plate and outputs a signal representative of flow | [5 empty] | dm:ClassOfInanimatePhysicalObject
VOLUME FLOW MEASURING ELEMENT - FORCE BALANCE | [6 empty] | VOLUME FLOW MEASURING ELEMENT - TARGET | [5 empty] | rdl:RDS222518 |  | A <VOLUME FLOW MEASURING ELEMENT - TARGET> is a <VOLUME FLOW MEASURING ELEMENT - FORCE-BALANCE> that uses a target, with force bar | [5 empty] | dm:ClassOfInanimatePhysicalObject
VOLUME FLOW MEASURING ELEMENT - FORCE BALANCE | [6 empty] | VOLUME FLOW MEASURING ELEMENT - VANE | [5 empty] | rdl:RDS222519 |  | A <VOLUME FLOW MEASURING ELEMENT - VANE> is a <VOLUME FLOW MEASURING ELEMENT - FORCE-BALANCE> that uses one or more vanes in a measuring chamber | [5 empty] | dm:ClassOfInanimatePhysicalObject
INSTRUMENTATION ITEM | VOLUME FLOW MEASURING ELEMENT |  |  |  |  | VOLUME FLOW MEASURING ELEMENT - SONIC NOZZLE | [5 empty] | rdl:RDS2221837 |  | A <VOLUME FLOW MEASURING ELEMENT - SONIC FLOW NOZZLE> is an <INSTRUMENTATION ITEM> and a <VOLUME FLOW MEASURING ELEMENT> that is operated by pressurizing the inlet of the venturi or evacuating the outlet in order to achieve an inlet-to-outlet pressure ratio of 1.4 to 1 or greater. This ratio maintains the nozzle in a choked or sonic state. In this state, only the upstream pressure and temperature influence the flow rate of gas through the nozzle. The flow rate through the nozzle becomes nearly a linear function of the inlet pressure which increases the thereby doubling the flow rate of gas. (source: Petropedia) | [5 empty] | dm:ClassOfInanimatePhysicalObject
INSTRUMENTATION ITEM | VOLUME FLOW MEASURING ELEMENT |  |  |  |  | VOLUME FLOW MEASURING ELEMENT - VARIABLE AREA | [5 empty] | rdl:RDS418454 |  | A <VOLUME FLOW MEASURING ELEMENT - VARIABLE AREA> is an <INSTRUMENTATION ITEM> and a <VOLUME FLOW MEASURING ELEMENT> that measures fluid flow by allowing the cross sectional area of the device to vary in response to the flow, causing some measurable effect that indicates the rate | [5 empty] | dm:ClassOfInanimatePhysicalObject
VOLUME FLOW MEASURING ELEMENT - VARIABLE AREA | [6 empty] | FLOAT COLLAR | [5 empty] | rdl:RDS5786112 |  | A <FLOAT COLLAR> is a <VOLUME FLOW MEASURING ELEMENT - VARIABLE AREA> that is a specially formed float for use in variable area flow meters and variable area flow indicators that has a collar or flange on the top | [5 empty] | dm:ClassOfInanimatePhysicalObject
INSTRUMENTATION ITEM | VOLUME FLOW MEASURING ELEMENT |  |  |  |  | VOLUME FLOW MEASURING ELEMENT - VELOCITY | [5 empty] | rdl:RDS883574 |  | A <VOLUME FLOW MEASURING ELEMENT - VELOCITY> is an <INSTRUMENTATION ITEM> and a <VOLUME FLOW MEASURING ELEMENT> that handles the measurement results of a <VOLUME FLOW MEASURING ELEMENT - VELOCITY> | [5 empty] | dm:ClassOfInanimatePhysicalObject
VOLUME FLOW MEASURING ELEMENT - VELOCITY | [6 empty] | VOLUME FLOW MEASURING ELEMENT - ELECTROMAGNETIC INSERTION | [5 empty] | rdl:RDS222534 |  | A <VOLUME FLOW MEASURING ELEMENT - ELECTROMAGNETIC INSERTION> is a <VOLUME FLOW MEASURING ELEMENT - VELOCITY> that uses electromagnetic principles to measure flow at a point inside the process | [5 empty] | dm:ClassOfInanimatePhysicalObject
VOLUME FLOW MEASURING ELEMENT - VELOCITY | [6 empty] | VOLUME FLOW MEASURING ELEMENT - ELECTROMAGNETIC | [5 empty] | rdl:RDS1009664 |  | A <VOLUME FLOW MEASURING ELEMENT - ELECTROMAGNETIC> is a <VOLUME FLOW MEASURING ELEMENT - VELOCITY> that uses a magnetic field applied to the metering tube, which results in a potential difference proportional to the flow velocity perpendicular to the flux lines. The potential difference is sensed by electrodes aligned perpendicular to the flow and the applied magnetic field. The physical principle at work is Faraday&amp;amp;amp;#39;s law of electromagnetic induction. The magnetic flow meter requires a conducting fluid and a nonconducting pipe liner | [5 empty] | dm:ClassOfInanimatePhysicalObject
VOLUME FLOW MEASURING ELEMENT - VELOCITY | [6 empty] | VOLUME FLOW MEASURING ELEMENT - ACOUSTIC DOPPLER | [5 empty] | rdl:RDS222533 |  | A <VOLUME FLOW MEASURING ELEMENT - ACOUSTIC DOPPLER> is a <VOLUME FLOW MEASURING ELEMENT - VELOCITY> measuring the velocity of particles in a remote sampling volume based upon the Doppler shift effect; records velocity components at a single point with a relatively high frequency | [5 empty] | dm:ClassOfInanimatePhysicalObject
VOLUME FLOW MEASURING ELEMENT - VELOCITY | [6 empty] | VOLUME FLOW MEASURING ELEMENT - ANEMOMETRIC | [5 empty] | rdl:RDS5773048 |  | A <VOLUME FLOW MEASURING ELEMENT - ANEMOMETRIC> is a <VOLUME FLOW MEASURING ELEMENT - VELOCITY> that can be the sensing element of an ANEMOMETER or wind gauge | [5 empty] | dm:ClassOfInanimatePhysicalObject
VOLUME FLOW MEASURING ELEMENT - VELOCITY | [6 empty] | VOLUME FLOW MEASURING ELEMENT - LASER DOPPLER | [5 empty] | rdl:RDS222535 |  | A <VOLUME FLOW MEASURING ELEMENT - LASER DOPPLER> is a <VOLUME FLOW MEASURING ELEMENT - VELOCITY> that uses a beam of laser light impinging on a moving particle; the light will be partially scattered with a change in wavelength proportional to the particles speed (the Doppler effect) | [5 empty] | dm:ClassOfInanimatePhysicalObject
VOLUME FLOW MEASURING ELEMENT - VELOCITY | [6 empty] | VOLUME FLOW MEASURING ELEMENT - MULTIPLE JET | [5 empty] | rdl:RDS222536 |  | A <VOLUME FLOW MEASURING ELEMENT - MULTIPLE JET> is a <VOLUME FLOW MEASURING ELEMENT - VELOCITY> that is a velocity type meter that has an impeller that rotates horizontally on a vertical shaft. The impeller element is in a housing in which multiple inlet ports direct the fluid flow at the impeller causing it to rotate in a specific direction in proportion to the flow velocity. This meter works mechanically much like a single jet meter except that the ports direct the flow at the impeller equally from several points around the circumference of the element, not just one point; this minimizes uneven wear on the impeller and its shaft | [5 empty] | dm:ClassOfInanimatePhysicalObject
VOLUME FLOW MEASURING ELEMENT - VELOCITY | [6 empty] | VOLUME FLOW MEASURING ELEMENT - OPTICAL | [5 empty] | rdl:RDS222537 |  | A <VOLUME FLOW MEASURING ELEMENT - OPTICAL> is a <VOLUME FLOW MEASURING ELEMENT - VELOCITY> that is a flow meter that uses light to determine flow rate. Small particles which accompany natural and industrial gases pass through two laser beams focused a short distance apart in the flow path. Laser light is scattered when a particle crosses the first beam. The detecting optics collects scattered light on a photodetector, which then generates a pulse signal. As the same particle crosses the second beam, the detecting optics collect scattered light on a second photodetector, which converts the incoming light into a second electrical pulse. By measuring the time interval between these pulses, the gas velocity is calculated | [5 empty] | dm:ClassOfInanimatePhysicalObject
VOLUME FLOW MEASURING ELEMENT - VELOCITY | [6 empty] | VOLUME FLOW MEASURING ELEMENT - ROTATING ELEMENT | [5 empty] | rdl:RDS7497173 |  | A <VOLUME FLOW MEASURING ELEMENT - ROTATING ELEMENT> is a <VOLUME FLOW MEASURING ELEMENT - VELOCITY> that uses the rotation of a shaped element to measure flow | [5 empty] | dm:ClassOfFunctionalObject
VOLUME FLOW MEASURING ELEMENT - ROTATING ELEMENT | [7 empty] | TURBINE FLOW METER ROTOR | [5 empty] | rdl:RDS7496780 |  | A <TURBINE FLOW METER ROTOR> is a <FLOW METER ROTOR> that constitute an internal rotating part of a turbine flow meter | [5 empty] | dm:ClassOfInanimatePhysicalObject
VOLUME FLOW MEASURING ELEMENT - VELOCITY | [6 empty] | VOLUME FLOW MEASURING ELEMENT - SINGLE JET | [5 empty] | rdl:RDS222539 |  | A <VOLUME FLOW MEASURING ELEMENT - SINGLE JET> is a <VOLUME FLOW MEASURING ELEMENT - VELOCITY> that consists of an impeller with radial vanes, impinged upon by a single jet | [5 empty] | dm:ClassOfInanimatePhysicalObject
VOLUME FLOW MEASURING ELEMENT - VELOCITY | [6 empty] | VOLUME FLOW MEASURING ELEMENT - SWIRL | [5 empty] | rdl:RDS222545 |  | A <VOLUME FLOW MEASURING ELEMENT - SWIRL> is a <VOLUME FLOW MEASURING ELEMENT - VELOCITY> that uses swirls generated by fixed spiral vanes to measure flow | [5 empty] | dm:ClassOfInanimatePhysicalObject
VOLUME FLOW MEASURING ELEMENT - VELOCITY | [6 empty] | VOLUME FLOW MEASURING ELEMENT - ULTRASONIC | [5 empty] | rdl:RDS2224558 |  | A <VOLUME FLOW MEASURING ELEMENT - ULTRASONIC> is a <VOLUME FLOW MEASURING ELEMENT - VELOCITY> based on ultrasonic technology | [5 empty] | dm:ClassOfInanimatePhysicalObject
VOLUME FLOW MEASURING ELEMENT - ULTRASONIC | [7 empty] | VOLUME FLOW MEASURING ELEMENT - ULTRASONIC DOPPLER | [5 empty] | rdl:RDS1009799 |  | A <VOLUME FLOW MEASURING ELEMENT - ULTRASONIC DOPPLER> is a <VOLUME FLOW MEASURING ELEMENT - VELOCITY> that measures the Doppler shift resulting from reflecting an ultrasonic beam off the particulates in flowing fluid. The frequency of the transmitted beam is affected by the movement of the particles; this frequency shift can be used to calculate the fluid velocity. For the Doppler principle to work there must be a high enough density of sonically reflective materials such as solid particles or air bubbles suspended in the fluid | [5 empty] | dm:ClassOfInanimatePhysicalObject
VOLUME FLOW MEASURING ELEMENT - ULTRASONIC | [7 empty] | VOLUME FLOW MEASURING ELEMENT - ULTRASONIC IN-LINE | [5 empty] | rdl:RDS880559 |  | A <VOLUME FLOW MEASURING ELEMENT - ULTRASONIC IN-LINE> is a <VOLUME FLOW MEASURING ELEMENT - VELOCITY> that is mounted in-line with a pipeline | [5 empty] | dm:ClassOfInanimatePhysicalObject
VOLUME FLOW MEASURING ELEMENT - ULTRASONIC | [7 empty] | VOLUME FLOW MEASURING ELEMENT - ULTRASONIC TRANSIT TIME | [5 empty] | rdl:RDS418139 |  | A <VOLUME FLOW MEASURING ELEMENT - ULTRASONIC TRANSIT TIME> is a <VOLUME FLOW MEASURING ELEMENT - VELOCITY> that measures the difference of the transit time of ultrasonic pulses propagating in and against the direction of flow. This time difference is a measure for the average velocity of the fluid along the path of the ultrasonic beam | [5 empty] | dm:ClassOfInanimatePhysicalObject
VOLUME FLOW MEASURING ELEMENT - VELOCITY | [6 empty] | VOLUME FLOW MEASURING ELEMENT - VORTEX | [5 empty] | rdl:RDS418184 |  | A <VOLUME FLOW MEASURING ELEMENT - VORTEX> is a <VOLUME FLOW MEASURING ELEMENT - VELOCITY> that involves placing a bluff body (called a shedder bar) in the path of the fluid. As the fluid passes this bar, disturbances in the flow called vortices are created. The vortices trail behind the cylinder, alternatively from each side of the bluff body. The frequency at which these vortices alternate sides is essentially proportional to the flow rate of the fluid. Inside, atop, or downstream of the shedder bar is a sensor for measuring the frequency of the vortex shedding. This sensor is often a piezoelectric crystal, which produces a small, but measurable, voltage pulse every time a vortex is created. Since the frequency of such a voltage pulse is also proportional to the fluid velocity, a volumetric flow rate is calculated using the cross sectional area of the flow meter | [5 empty] | dm:ClassOfInanimatePhysicalObject
INSTRUMENTATION ITEM | VOLUME FLOW MEASURING INSTRUMENT - DIFFERENTIAL PRESSURE |  |  |  |  | VOLUME FLOW MEASURING INSTRUMENT - DALL TUBE | [5 empty] | rdl:RDS2221806 |  | A <VOLUME FLOW MEASURING INSTRUMENT - DALL TUBE> is an <INSTRUMENTATION ITEM> and a <VOLUME FLOW MEASURING INSTRUMENT> that handles the measurement results of a <VOLUME FLOW MEASURING ELEMENT - DALL TUBE> | [5 empty] | dm:ClassOfInanimatePhysicalObject
INSTRUMENTATION ITEM | VOLUME FLOW MEASURING INSTRUMENT - DIFFERENTIAL PRESSURE |  |  |  |  | VOLUME FLOW MEASURING INSTRUMENT - ELBOW | [5 empty] | rdl:RDS2221807 |  | A <VOLUME FLOW MEASURING INSTRUMENT - ELBOW> is an <INSTRUMENTATION ITEM> and a <VOLUME FLOW MEASURING INSTRUMENT> that handles the measurement results of a <VOLUME FLOW MEASURING ELEMENT - ELBOW> | [5 empty] | dm:ClassOfInanimatePhysicalObject
INSTRUMENTATION ITEM | VOLUME FLOW MEASURING INSTRUMENT |  |  |  |  | VOLUME FLOW MEASURING INSTRUMENT - ELECTROMAGNETIC | [5 empty] | rdl:RDS2229168 |  | A <VOLUME FLOW MEASURING INSTRUMENT - ELECTROMAGNETIC> is an <INSTRUMENTATION ITEM> and a <VOLUME FLOW MEASURING INSTRUMENT> that handles the measurement results of a <VOLUME FLOW MEASURING ELEMENT - ELECTROMAGNETIC> | [5 empty] | dm:ClassOfInanimatePhysicalObject
INSTRUMENTATION ITEM | VOLUME FLOW MEASURING INSTRUMENT - DIFFERENTIAL PRESSURE |  |  |  |  | VOLUME FLOW MEASURING INSTRUMENT - ELLIPTIC THROAT | [5 empty] | rdl:RDS2221804 |  | A <VOLUME FLOW MEASURING INSTRUMENT - ELLIPTIC THROAT> is an <INSTRUMENTATION ITEM> and a <VOLUME FLOW MEASURING INSTRUMENT> that handles the measurement results of a <VOLUME FLOW MEASURING ELEMENT - ELLIPTIC THROAT> | [5 empty] | dm:ClassOfInanimatePhysicalObject
INSTRUMENTATION ITEM | VOLUME FLOW MEASURING INSTRUMENT - DIFFERENTIAL PRESSURE |  |  |  |  | VOLUME FLOW MEASURING INSTRUMENT - FLOW NOZZLE | [5 empty] | rdl:RDS2221808 |  | A <VOLUME FLOW MEASURING INSTRUMENT - FLOW NOZZLE> is an <INSTRUMENTATION ITEM> and a <VOLUME FLOW MEASURING INSTRUMENT> that handles the measurement results of a <VOLUME FLOW MEASURING ELEMENT - FLOW NOZZLE> | [5 empty] | dm:ClassOfInanimatePhysicalObject
INSTRUMENTATION ITEM | VOLUME FLOW MEASURING INSTRUMENT - LEVEL-TO-FLOW OPEN CHANNEL |  |  |  |  | VOLUME FLOW MEASURING INSTRUMENT - FLUME | [5 empty] | rdl:RDS2221816 |  | A <VOLUME FLOW MEASURING INSTRUMENT - FLUME> is an <INSTRUMENTATION ITEM> and a <MEASURING INSTRUMENT - LEVEL-TO-FLOW OPEN CHANNEL> that handles the measurement results of a <VOLUME FLOW MEASURING ELEMENT - FLUME> | [5 empty] | dm:ClassOfInanimatePhysicalObject
INSTRUMENTATION ITEM | VOLUME FLOW MEASURING INSTRUMENT |  |  |  |  | VOLUME FLOW MEASURING INSTRUMENT - GEAR | [5 empty] | rdl:RDS2227626 |  | A <VOLUME FLOW MEASURING INSTRUMENT - GEAR> is an <INSTRUMENTATION ITEM> and a <VOLUME FLOW MEASURING INSTRUMENT> that handles the measurement result from a <VOLUME FLOW MEASURING ELEMENT - GEAR> | [5 empty] | dm:ClassOfInanimatePhysicalObject
VOLUME FLOW MEASURING INSTRUMENT - GEAR | [6 empty] | VOLUME FLOW MEASURING INSTRUMENT - HELICAL GEAR | [5 empty] | rdl:RDS2227627 |  | A <VOLUME FLOW MEASURING INSTRUMENT - HELICAL GEAR> is a <VOLUME FLOW MEASURING INSTRUMENT - GEAR> that handles the measurement result from a <VOLUME FLOW MEASURING ELEMENT - HELICAL GEAR> | [5 empty] | dm:ClassOfFunctionalObject
VOLUME FLOW MEASURING INSTRUMENT - GEAR | [6 empty] | VOLUME FLOW MEASURING INSTRUMENT - OVAL GEAR | [5 empty] | rdl:RDS2227628 |  | A <VOLUME FLOW MEASURING INSTRUMENT - OVAL GEAR> is a <VOLUME FLOW MEASURING INSTRUMENT - GEAR> that handles the measurement result from a <VOLUME FLOW MEASURING ELEMENT - OVAL GEAR> | [5 empty] | dm:ClassOfFunctionalObject
INSTRUMENTATION ITEM | VOLUME FLOW MEASURING INSTRUMENT |  |  |  |  | VOLUME FLOW MEASURING INSTRUMENT - IMPACT | [5 empty] | rdl:RDS2224103 |  | A <VOLUME FLOW MEASURING ELEMENT - IMPACT> is an <INSTRUMENTATION ITEM> and a <VOLUME FLOW MEASURING INSTRUMENT> that handles the measurement results of a <VOLUME FLOW MEASURING ELEMENT - IMPACT> | [5 empty] | dm:ClassOfInanimatePhysicalObject
INSTRUMENTATION ITEM | VOLUME FLOW MEASURING INSTRUMENT - DIFFERENTIAL PRESSURE |  |  |  |  | VOLUME FLOW MEASURING INSTRUMENT - ORIFICE PLATE | [5 empty] | rdl:RDS2221805 |  | A <VOLUME FLOW MEASURING INSTRUMENT - ORIFICE PLATE> is an <INSTRUMENTATION ITEM> and a <VOLUME FLOW MEASURING INSTRUMENT> that handles the measurement results of a <VOLUME FLOW MEASURING ELEMENT - ORIFICE PLATE> | [5 empty] | dm:ClassOfInanimatePhysicalObject
INSTRUMENTATION ITEM | VOLUME FLOW MEASURING INSTRUMENT - DIFFERENTIAL PRESSURE |  |  |  |  | VOLUME FLOW MEASURING INSTRUMENT - PITOT TUBE | [5 empty] | rdl:RDS2227358 |  | A <VOLUME FLOW MEASURING INSTRUMENT - PITOT TUBE> is an <INSTRUMENTATION ITEM> and a <VOLUME FLOW MEASURING INSTRUMENT - DIFFERENTIAL PRESSURE> that handles the measurement results of a <VOLUME FLOW MEASURING ELEMENT - PITOT TUBE> | [5 empty] | dm:ClassOfInanimatePhysicalObject
VOLUME FLOW MEASURING INSTRUMENT - PITOT TUBE | [6 empty] | VOLUME FLOW MEASURING INSTRUMENT- MULTIPLE PITOT TUBE | [5 empty] | rdl:RDS881774 |  | A <VOLUME FLOW MEASURING INSTRUMENT- MULTIPLE PITOT TUBE> is a <VOLUME FLOW MEASURING INSTRUMENT - PITOT TUBE> that utilizes a <MULTIPORT PITOT TUBE> | [5 empty] | dm:ClassOfInanimatePhysicalObject
INSTRUMENTATION ITEM | VOLUME FLOW MEASURING INSTRUMENT |  |  |  |  | VOLUME FLOW MEASURING INSTRUMENT - ROTAMETER | [5 empty] | rdl:RDS882719 |  | A <VOLUME FLOW MEASURING INSTRUMENT - VARIABLE AREA> is an <INSTRUMENTATION ITEM> and a <VOLUME FLOW MEASURING INSTRUMENT> that handles the measurement results of a <VOLUME FLOW MEASURING ELEMENT - VARIABLE AREA> | [5 empty] | dm:ClassOfInanimatePhysicalObject
INSTRUMENTATION ITEM | VOLUME FLOW MEASURING INSTRUMENT - DIFFERENTIAL PRESSURE |  |  |  |  | VOLUME FLOW MEASURING INSTRUMENT - SEGMENTAL WEDGE | [5 empty] | rdl:RDS2227397 |  | A <VOLUME FLOW MEASURING INSTRUMENT - SEGMENTAL WEDGE> is an <INSTRUMENTATION ITEM> and a <VOLUME FLOW MEASURING INSTRUMENT - DIFFERENTIAL PRESSURE> that handles the measurement results of a <VOLUME FLOW MEASURING ELEMENT - SEGMENTAL WEDGE>. | [5 empty] | dm:ClassOfInanimatePhysicalObject
INSTRUMENTATION ITEM | VOLUME FLOW MEASURING INSTRUMENT |  |  |  |  | VOLUME FLOW MEASURING INSTRUMENT - TARGET | [5 empty] | rdl:RDS883214 |  | A <VOLUME FLOW MEASURING INSTRUMENT - TARGET> is a <VOLUME FLOW MEASURING INSTRUMENT> that handles the measurement results of a <VOLUME FLOW MEASURING ELEMENT - TARGET> | [5 empty] | dm:ClassOfInanimatePhysicalObject
INSTRUMENTATION ITEM | VOLUME FLOW MEASURING INSTRUMENT |  |  |  |  | VOLUME FLOW MEASURING INSTRUMENT - V-CONE | [5 empty] | rdl:RDS883439 |  | A <VOLUME FLOW MEASURING INSTRUMENT - V-CONE> is an <INSTRUMENTATION ITEM> and a <VOLUME FLOW MEASURING INSTRUMENT> that handles the measurement results of a <VOLUME FLOW MEASURING ELEMENT - V-CONE> | [5 empty] | dm:ClassOfInanimatePhysicalObject
INSTRUMENTATION ITEM | VOLUME FLOW MEASURING INSTRUMENT |  |  |  |  | VOLUME FLOW MEASURING INSTRUMENT - VANE | [5 empty] | rdl:RDS2224105 |  | A <VOLUME FLOW MEASURING INSTRUMENT - VANE> is an <INSTRUMENTATION ITEM> and a <VOLUME FLOW MEASURING INSTRUMENT> that handles the measurement results of a <VOLUME FLOW MEASURING ELEMENT - VANE> | [5 empty] | dm:ClassOfInanimatePhysicalObject
INSTRUMENTATION ITEM | VOLUME FLOW MEASURING INSTRUMENT |  |  |  |  | VOLUME FLOW MEASURING INSTRUMENT - VARIABLE AREA | [5 empty] | rdl:RDS418229 |  | A <VOLUME FLOW MEASURING INSTRUMENT - VARIABLE AREA> is an <INSTRUMENTATION ITEM> and a <VOLUME FLOW MEASURING INSTRUMENT> that handles the measurement results of a <VOLUME FLOW MEASURING ELEMENT - VARIABLE AREA> | [5 empty] | dm:ClassOfInanimatePhysicalObject
INSTRUMENTATION ITEM | VOLUME FLOW MEASURING INSTRUMENT |  |  |  |  | VOLUME FLOW MEASURING INSTRUMENT - VELOCITY | [5 empty] | rdl:RDS2224025 |  | A <VOLUME FLOW MEASURING INSTRUMENT - VELOCITY> is an <INSTRUMENTATION ITEM> and a <VOLUME FLOW MEASURING INSTRUMENT> that handles the measurement results of a <VOLUME FLOW MEASURING ELEMENT - VELOCITY> | [5 empty] | dm:ClassOfInanimatePhysicalObject
VOLUME FLOW MEASURING INSTRUMENT - VELOCITY | [6 empty] | VOLUME FLOW MEASURING INSTRUMENT - ROTATING ELEMENT | [5 empty] | rdl:RDS2224032 |  | A <VOLUME FLOW MEASURING INSTRUMENT - ROTATING ELEMENT> is a <VOLUME FLOW MEASURING INSTRUMENT - VELOCITY> that handles the measurement results of a <VOLUME FLOW MEASURING ELEMENT - ROTATING ELEMENT> | [5 empty] | dm:ClassOfInanimatePhysicalObject
VOLUME FLOW MEASURING INSTRUMENT - ROTATING ELEMENT | [7 empty] | VOLUME FLOW MEASURING INSTRUMENT - PADDLE INSERTION | [5 empty] | rdl:RDS222541 |  | A <VOLUME FLOW MEASURING INSTRUMENT - PADDLE INSERTION> is a <VOLUME FLOW MEASURING ELEMENT - ROTATING ELEMENT> that handles the measurement results of a <VOLUME FLOW MEASURING ELEMENT - PADDLE INSERTION> | [5 empty] | dm:ClassOfInanimatePhysicalObject
VOLUME FLOW MEASURING INSTRUMENT - ROTATING ELEMENT | [7 empty] | VOLUME FLOW MEASURING INSTRUMENT - PADDLE WHEEL | [5 empty] | rdl:RDS882809 |  | A <VOLUME FLOW MEASURING INSTRUMENT - PADDLE WHEEL> is a <VOLUME FLOW MEASURING ELEMENT - ROTATING ELEMENT> that handles the measurement results of a <VOLUME FLOW MEASURING ELEMENT - PADDLE WHEEL> | [5 empty] | dm:ClassOfInanimatePhysicalObject
VOLUME FLOW MEASURING INSTRUMENT - ROTATING ELEMENT | [7 empty] | VOLUME FLOW MEASURING INSTRUMENT - PROPELLER | [5 empty] | rdl:RDS222542 |  | A <VOLUME FLOW MEASURING INSTRUMENT - PROPELLER> is a <VOLUME FLOW MEASURING ELEMENT - ROTATING ELEMENT> that handles the measurement results of a <VOLUME FLOW MEASURING ELEMENT - PROPELLER> | [5 empty] | dm:ClassOfInanimatePhysicalObject
VOLUME FLOW MEASURING INSTRUMENT - ROTATING ELEMENT | [7 empty] | VOLUME FLOW MEASURING INSTRUMENT - RADIAL TURBINE | [5 empty] | rdl:RDS222543 |  | A <VOLUME FLOW MEASURING INSTRUMENT - RADIAL TURBINE> is a <VOLUME FLOW MEASURING ELEMENT - ROTATING ELEMENT> that handles the measurement results of a <VOLUME FLOW MEASURING ELEMENT - RADIAL TURBINE> | [5 empty] | dm:ClassOfInanimatePhysicalObject
VOLUME FLOW MEASURING INSTRUMENT - ROTATING ELEMENT | [7 empty] | VOLUME FLOW MEASURING INSTRUMENT - ROTATING VANE | [5 empty] | rdl:RDS883484 |  | A <VOLUME FLOW MEASURING INSTRUMENT - ROTATING VANE> is a <VOLUME FLOW MEASURING INSTRUMENT - ROTATING ELEMENT> that handles the measurement results of a <VOLUME FLOW MEASURING ELEMENT - ROTATING VANE> | [5 empty] | dm:ClassOfInanimatePhysicalObject
VOLUME FLOW MEASURING INSTRUMENT - ROTATING ELEMENT | [7 empty] | VOLUME FLOW MEASURING INSTRUMENT - TURBINE | [5 empty] | rdl:RDS417914 |  | A <VOLUME FLOW MEASURING INSTRUMENT - TURBINE> is a <VOLUME FLOW MEASURING ELEMENT - ROTATING ELEMENT> that handles the measurement results of a <VOLUME FLOW MEASURING ELEMENT - TURBINE> | [5 empty] | dm:ClassOfInanimatePhysicalObject
VOLUME FLOW MEASURING INSTRUMENT - VELOCITY | [6 empty] | VOLUME FLOW MEASURING INSTRUMENT - LASER DOPPLER | [5 empty] | rdl:RDS2224029 |  | A <VOLUME FLOW MEASURING INSTRUMENT - LASER DOPPLER> is a <VOLUME FLOW MEASURING INSTRUMENT - VELOCITY> that handles the measurement results of a <VOLUME FLOW MEASURING ELEMENT - LASER DOPPLER> | [5 empty] | dm:ClassOfInanimatePhysicalObject
VOLUME FLOW MEASURING INSTRUMENT - VELOCITY | [6 empty] | VOLUME FLOW MEASURING INSTRUMENT - MULTIPLE JET | [5 empty] | rdl:RDS2224030 |  | A <VOLUME FLOW MEASURING INSTRUMENT - MULTIPLE JET> is a <VOLUME FLOW MEASURING INSTRUMENT - VELOCITY> that handles the measurement results of a <VOLUME FLOW MEASURING ELEMENT - MULTIPLE JET> | [5 empty] | dm:ClassOfInanimatePhysicalObject
VOLUME FLOW MEASURING INSTRUMENT - VELOCITY | [6 empty] | VOLUME FLOW MEASURING INSTRUMENT - OPTICAL | [5 empty] | rdl:RDS2224031 |  | A <VOLUME FLOW MEASURING INSTRUMENT - OPTICAL> is a <VOLUME FLOW MEASURING INSTRUMENT - VELOCITY> that handles the measurement results of a <VOLUME FLOW MEASURING ELEMENT - OPTICAL> | [5 empty] | dm:ClassOfInanimatePhysicalObject
VOLUME FLOW MEASURING INSTRUMENT - VELOCITY | [6 empty] | VOLUME FLOW MEASURING INSTRUMENT - SINGLE JET | [5 empty] | rdl:RDS2224033 |  | A <VOLUME FLOW MEASURING INSTRUMENT - SINGLE JET> is a <VOLUME FLOW MEASURING INSTRUMENT - VELOCITY> that handles the measurement results of a <VOLUME FLOW MEASURING ELEMENT - SINGLE JET> | [5 empty] | dm:ClassOfInanimatePhysicalObject
VOLUME FLOW MEASURING INSTRUMENT - VELOCITY | [6 empty] | VOLUME FLOW MEASURING INSTRUMENT - SWIRL | [5 empty] | rdl:RDS2224034 |  | A <VOLUME FLOW MEASURING INSTRUMENT - SWIRL> is a <VOLUME FLOW MEASURING INSTRUMENT - VELOCITY> that handles the measurement results of a <VOLUME FLOW MEASURING ELEMENT - SWIRL> | [5 empty] | dm:ClassOfInanimatePhysicalObject
VOLUME FLOW MEASURING INSTRUMENT - VELOCITY | [6 empty] | VOLUME FLOW MEASURING INSTRUMENT - ULTRASONIC | [5 empty] | rdl:RDS2224035 |  | A <VOLUME FLOW MEASURING INSTRUMENT - ULTRASONIC> is a <VOLUME FLOW MEASURING INSTRUMENT - VELOCITY> that handles the measurement results of a <VOLUME FLOW MEASURING ELEMENT - ULTRASONIC> | [5 empty] | dm:ClassOfInanimatePhysicalObject
VOLUME FLOW MEASURING INSTRUMENT - VELOCITY | [6 empty] | VOLUME FLOW MEASURING INSTRUMENT - VORTEX | [5 empty] | rdl:RDS2224036 |  | A <VOLUME FLOW MEASURING INSTRUMENT - VORTEX> is a <VOLUME FLOW MEASURING INSTRUMENT - VELOCITY> that handles the measurement results of a <VOLUME FLOW MEASURING ELEMENT - VORTEX> | [5 empty] | dm:ClassOfInanimatePhysicalObject
VOLUME FLOW MEASURING INSTRUMENT - VELOCITY | [6 empty] | VOLUME FLOW MEASURING INSTRUMENT - ULTRASONIC DOPPLER | [5 empty] | rdl:RDS2223234 |  | A <VOLUME FLOW MEASURING INSTRUMENT - ULTRASONIC DOPPLER> is a <VOLUME FLOW MEASURING INSTRUMENT - VELOCITY> that uses the Doppler effect to measure a flow rate of a moving liquid or gas | [5 empty] | dm:ClassOfInanimatePhysicalObject
VOLUME FLOW MEASURING INSTRUMENT - VELOCITY | [6 empty] | VOLUME FLOW MEASURING INSTRUMENT - ACOUSTIC DOPPLER | [5 empty] | rdl:RDS2224027 |  | A <VOLUME FLOW MEASURING INSTRUMENT - ACOUSTIC DOPPLER> is a <VOLUME FLOW MEASURING INSTRUMENT - VELOCITY> that handles the measurement results of a <VOLUME FLOW MEASURING ELEMENT - ACOUSTIC DOPPLER> | [5 empty] | dm:ClassOfInanimatePhysicalObject
VOLUME FLOW MEASURING INSTRUMENT - VELOCITY | [6 empty] | VOLUME FLOW MEASURING INSTRUMENT - ELECTROMAGNETIC INSERTION | [5 empty] | rdl:RDS2224026 |  | A <VOLUME FLOW MEASURING INSTRUMENT - ELECTROMAGNETIC INSERTION> is a <VOLUME FLOW MEASURING INSTRUMENT - VELOCITY> that handles the measurement results of a <VOLUME FLOW MEASURING ELEMENT - ELECTROMAGNETIC INSERTION> | [5 empty] | dm:ClassOfInanimatePhysicalObject
INSTRUMENTATION ITEM | VOLUME FLOW MEASURING INSTRUMENT - DIFFERENTIAL PRESSURE |  |  |  |  | VOLUME FLOW MEASURING INSTRUMENT - VENTURI TUBE | [5 empty] | rdl:RDS2227398 |  | A <VOLUME FLOW MEASURING INSTRUMENT - VENTURI TUBE> is an <INSTRUMENTATION ITEM> and a <VOLUME FLOW MEASURING INSTRUMENT - DIFFERENTIAL PRESSURE> that handles the measurement results of a <VOLUME FLOW MEASURING ELEMENT - VENTURI TUBE> | [5 empty] | dm:ClassOfInanimatePhysicalObject
INSTRUMENTATION ITEM | VOLUME FLOW MEASURING INSTRUMENT - LEVEL-TO-FLOW OPEN CHANNEL |  |  |  |  | VOLUME FLOW MEASURING INSTRUMENT - WEIR | [5 empty] | rdl:RDS2221817 |  | A <VOLUME FLOW MEASURING INSTRUMENT - WEIR> is an <INSTRUMENTATION ITEM> and a <MEASURING INSTRUMENT - LEVEL-TO-FLOW OPEN CHANNEL> that handles the measurement results of a <VOLUME FLOW MEASURING ELEMENT - WEIR> | [5 empty] | dm:ClassOfInanimatePhysicalObject
INSTRUMENTATION ITEM | VOLUME FLOW MEASURING INSTRUMENT |  |  |  |  | VOLUME FLOW MEASURING INSTRUMENT- ANEMOMETRIC | [5 empty] | rdl:RDS2226558 |  | A <VOLUME FLOW MEASURING INSTRUMENT- ANEMOMETRIC> is an <INSTRUMENTATION ITEM> and a <VOLUME FLOW MEASURING INSTRUMENT> that uses a <VOLUME FLOW MEASURING ELEMENT - ANEMOMETRIC> to measure wind speed and/or direction | [5 empty] | dm:ClassOfInanimatePhysicalObject
INSTRUMENTATION ITEM | VOLUME FLOW MEASURING INSTRUMENT |  |  |  |  | VOLUME FLOW MEASURING INSTRUMENT - DIFFERENTIAL PRESSURE | [5 empty] | rdl:RDS2224020 |  | A <VOLUME FLOW MEASURING INSTRUMENT - DIFFERENTIAL PRESSURE> is an <INSTRUMENTATION ITEM> and a <VOLUME FLOW MEASURING INSTRUMENT> that handles the measurement results of a <VOLUME FLOW MEASURING ELEMENT - DIFFERENTIAL PRESSURE> | [5 empty] | dm:ClassOfInanimatePhysicalObject
INSTRUMENTATION ITEM | VOLUME FLOW MEASURING INSTRUMENT |  |  |  |  | VOLUME FLOW MEASURING INSTRUMENT - POSITIVE DISPLACEMENT | [5 empty] | rdl:RDS2224037 |  | A <VOLUME FLOW MEASURING INSTRUMENT - POSITIVE DISPLACEMENT> is an <INSTRUMENTATION ITEM> and a <VOLUME FLOW MEASURING INSTRUMENT> that handles the measurement results of a <VOLUME FLOW MEASURING ELEMENT - POSITIVE DISPLACEMENT> | [5 empty] | dm:ClassOfInanimatePhysicalObject
VOLUME FLOW MEASURING INSTRUMENT - POSITIVE DISPLACEMENT | [6 empty] | VOLUME FLOW MEASURING INSTRUMENT - HELIX | [5 empty] | rdl:RDS2227629 |  | A <VOLUME FLOW MEASURING INSTRUMENT - HELIX> is a <VOLUME FLOW MEASURING INSTRUMENT - POSITIVE DISPLACEMENT> that handles the measurement result from a <VOLUME FLOW MEASURING ELEMENT - HELIX> | [5 empty] | dm:ClassOfFunctionalObject
VOLUME FLOW MEASURING INSTRUMENT - POSITIVE DISPLACEMENT | [6 empty] | VOLUME FLOW MEASURING INSTRUMENT - NUTATING DISC | [5 empty] | rdl:RDS2227630 |  | A <VOLUME FLOW MEASURING INSTRUMENT - NUTATING DISC> is a <VOLUME FLOW MEASURING INSTRUMENT - POSITIVE DISPLACEMENT> that handles the measurement result from a <VOLUME FLOW MEASURING ELEMENT - NUTATING DISC> | [5 empty] | dm:ClassOfFunctionalObject
VOLUME FLOW MEASURING INSTRUMENT - POSITIVE DISPLACEMENT | [6 empty] | VOLUME FLOW MEASURING INSTRUMENT - PISTON | [5 empty] | rdl:RDS2227631 |  | A <VOLUME FLOW MEASURING INSTRUMENT - PISTON> is a <VOLUME FLOW MEASURING INSTRUMENT - POSITIVE DISPLACEMENT> that handles the measurement result from a <VOLUME FLOW MEASURING ELEMENT - PISTON> | [5 empty] | dm:ClassOfFunctionalObject
VOLUME FLOW MEASURING INSTRUMENT - POSITIVE DISPLACEMENT | [6 empty] | VOLUME FLOW MEASURING INSTRUMENT - ROTARY | [5 empty] | rdl:RDS2227632 |  | A <VOLUME FLOW MEASURING INSTRUMENT - ROTARY> is a <VOLUME FLOW MEASURING INSTRUMENT - POSITIVE DISPLACEMENT> that handles the measurement result from a <VOLUME FLOW MEASURING ELEMENT - ROTARY> | [5 empty] | dm:ClassOfFunctionalObject
INSTRUMENTATION ITEM | VOLUME FLOW MEASURING ELEMENT |  |  |  |  | VOLUME FLOW MEASURING ELEMENT - POSITIVE DISPLACEMENT | [5 empty] | rdl:RDS418094 |  | A <VOLUME FLOW MEASURING ELEMENT - POSITIVE DISPLACEMENT> is an <INSTRUMENTATION ITEM> and a <VOLUME FLOW MEASURING ELEMENT> that measures the volumetric flow rate of a liquid or gas by separating the flow stream into known volumes and counting them over time | [5 empty] | dm:ClassOfInanimatePhysicalObject
VOLUME FLOW MEASURING ELEMENT - POSITIVE DISPLACEMENT | [6 empty] | VOLUME FLOW MEASURING ELEMENT - GEAR | [5 empty] | rdl:RDS7497060 |  | A <VOLUME FLOW MEASURING ELEMENT - GEAR> is a <VOLUME FLOW MEASURING ELEMENT - POSITIVE DISPLACEMENT> that uses gears to divide and meter the flow | [5 empty] | dm:ClassOfInanimatePhysicalObject
VOLUME FLOW MEASURING ELEMENT - GEAR | [7 empty] | VOLUME FLOW MEASURING ELEMENT - HELICAL GEAR | [5 empty] | rdl:RDS222529 |  | A <VOLUME FLOW MEASURING ELEMENT - HELICAL GEAR> is a <VOLUME FLOW MEASURING ELEMENT - GEAR> that is a flow meter that gets its name from the shape of its gears or rotors. These rotors resemble the shape of a helix, which is a spiral-shaped structure. As the fluid flows through the meter, it enters the compartments in the rotors, causing the rotors to rotate. Flowrate is calculated from the speed of rotation | [5 empty] | dm:ClassOfInanimatePhysicalObject
VOLUME FLOW MEASURING ELEMENT - GEAR | [7 empty] | VOLUME FLOW MEASURING ELEMENT - OVAL GEAR | [5 empty] | rdl:RDS880424 |  | A <VOLUME FLOW MEASURING ELEMENT - OVAL GEAR> is a <VOLUME FLOW MEASURING ELEMENT - GEAR> that is a positive displacement meter that uses two or more oblong gears configured to rotate at right angles to one another, forming a T shape | [5 empty] | dm:ClassOfInanimatePhysicalObject
VOLUME FLOW MEASURING ELEMENT - POSITIVE DISPLACEMENT | [6 empty] | VOLUME FLOW MEASURING ELEMENT - HELIX | [5 empty] | rdl:RDS222530 |  | A <VOLUME FLOW MEASURING ELEMENT - HELIX> is a <VOLUME FLOW MEASURING ELEMENT - POSITIVE DISPLACEMENT> that is a type of turbine flow meter that comprises a rotor with helical blades inserted axially in the flow, much like a ducted fan | [5 empty] | dm:ClassOfInanimatePhysicalObject
VOLUME FLOW MEASURING ELEMENT - POSITIVE DISPLACEMENT | [6 empty] | VOLUME FLOW MEASURING ELEMENT - NUTATING DISC | [5 empty] | rdl:RDS881819 |  | A <VOLUME FLOW MEASURING ELEMENT - NUTATING DISC> is a <VOLUME FLOW MEASURING ELEMENT - POSITIVE DISPLACEMENT> that uses a disk which fits closely in a measuring chamber. As the fluid enters one side of the partition and leaves through the other side, it makes the disk to wobble. The number of revolutions made by a small shaft attached to the disk will indicate the volume of flow | [5 empty] | dm:ClassOfInanimatePhysicalObject
VOLUME FLOW MEASURING ELEMENT - POSITIVE DISPLACEMENT | [6 empty] | VOLUME FLOW MEASURING ELEMENT - PISTON | [5 empty] | rdl:RDS812114 |  | A <VOLUME FLOW MEASURING ELEMENT - PISTON> is a <VOLUME FLOW MEASURING ELEMENT - POSITIVE DISPLACEMENT> that is utilizing a piston closely fitted into a cylindrical chamber with a pair of slots that are progressively uncovered as the pressure differential makes the piston oscillate/spin around a control roller in the centre of the chamber | [5 empty] | dm:ClassOfInanimatePhysicalObject
VOLUME FLOW MEASURING ELEMENT - POSITIVE DISPLACEMENT | [6 empty] | VOLUME FLOW MEASURING ELEMENT - ROTARY | [5 empty] | rdl:RDS222531 |  | A <VOLUME FLOW MEASURING ELEMENT - ROTARY> is a <VOLUME FLOW MEASURING ELEMENT - POSITIVE DISPLACEMENT> that uses eccentrically mounted drums to divide and meter the flow | [5 empty] | dm:ClassOfInanimatePhysicalObject
INSTRUMENTATION ITEM | VOLUME FLOW MEASURING INSTRUMENT |  |  |  |  | VOLUME FLOW MEASURING INSTRUMENT - LEVEL-TO-FLOW OPEN CHANNEL | [5 empty] | rdl:RDS2224021 |  | A <VOLUME FLOW MEASURING INSTRUMENT - LEVEL-TO-FLOW OPEN CHANNEL> is an <INSTRUMENTATION ITEM> and a <VOLUME FLOW MEASURING INSTRUMENT> that handles the measurement results of a <VOLUME FLOW MEASURING ELEMENT - LEVEL-TO-FLOW OPEN CHANNEL> | [5 empty] | dm:ClassOfInanimatePhysicalObject
ELECTRICAL ENERGY MEASURING INSTRUMENT | INSTRUMENTATION ITEM |  |  |  |  | WATT-HOUR METER | [5 empty] | rdl:RDS915569 |  | A <WATT-HOUR METER> is an <INSTRUMENTATION ITEM> and a <MEASURING INSTRUMENT> intended to measure active energy by integrating active power with respect to time | [5 empty] | dm:ClassOfInanimatePhysicalObject
WATT-HOUR METER | [6 empty] | ELECTRODYNAMIC METER | [5 empty] | rdl:RDS932444 |  | An <ELECTRODYNAMIC METER> is a <WATT-HOUR METER> that operates by the rotation of the moving coil of an electrodynamic measuring element | [5 empty] | dm:ClassOfInanimatePhysicalObject
WATT-HOUR METER | [6 empty] | EXCESS ENERGY METER | [5 empty] | rdl:RDS932534 |  | An <EXCESS ENERGY METER> is a <WATT-HOUR METER> intended to measure the excess energy when the power exceeds a pre-determined value | [5 empty] | dm:ClassOfInanimatePhysicalObject
WATT-HOUR METER | [6 empty] | MERCURY MOTOR METER | [5 empty] | rdl:RDS932399 |  | A <MERCURY MOTOR METER> is a <WATT-HOUR METER> or a coulometer having a disk immersed in mercury and rotating in the field produced by an electromagnet or a permanent magnet | [5 empty] | dm:ClassOfInanimatePhysicalObject
WATT-HOUR METER | [6 empty] | METER WITH MAXIMUM DEMAND INDICATOR | [5 empty] | rdl:RDS932579 |  | A <METER WITH MAXIMUM DEMAND INDICATOR> is a <WATT-HOUR METER> fitted with a means to indicate the highest average value of the power during successive time intervals of equal duration | [5 empty] | dm:ClassOfInanimatePhysicalObject
WATT-HOUR METER | [6 empty] | MULTI-RATE METER | [5 empty] | rdl:RDS932624 |  | A <MULTI-RATE METER> is a <WATT-HOUR METER> provided with a number of registers, each becoming operative at specified time intervals corresponding to different tariffs | [5 empty] | dm:ClassOfInanimatePhysicalObject
WATT-HOUR METER | [6 empty] | PREPAYMENT METER | [5 empty] | rdl:RDS932669 |  | A <PREPAYMENT METER> is a <WATT-HOUR METER> provided with a mechanism which, by insertion of suitable payment means (e.g. coin, token or credit card), connects a supply of electricity and then disconnects it after the consumption of a predetermined amount of energy or after a predetermined duration | [5 empty] | dm:ClassOfInanimatePhysicalObject
INSTRUMENTATION ITEM | POWER MEASURING INSTRUMENT |  |  |  |  | WATTMETER | [5 empty] | rdl:RDS915209 |  | A <WATTMETER> is an <INSTRUMENTATION ITEM> and a <POWER MEASURING INSTRUMENT> for measuring electric energy | [5 empty] | dm:ClassOfInanimatePhysicalObject
WATTMETER | [6 empty] | DYNAMOMETER WATTMETER | [5 empty] | rdl:RDS7924377 |  | A <DYNAMOMETER WATTMETER> is a <WATTMETER> operating on the dynamometric principle | [5 empty] | dm:ClassOfInanimatePhysicalObject
HEIGHT MEASURING ELEMENT | INSTRUMENTATION ITEM |  |  |  |  | WAVE HEIGHT SENSOR | [5 empty] | rdl:RDS1300144801 |  | A <WAVE HEIGHT SENSOR> is an <INSTRUMENTATION ITEM> and a <HEIGHT MEASURING ELEMENT> that senses wave heights and produces an output signal to represent the measured height | [5 empty] | dm:ClassOfInanimatePhysicalObject
INSTRUMENTATION ITEM | WEIGHT MEASURING INSTRUMENT |  |  |  |  | WEIGHING BALANCE | [5 empty] | rdl:RDS2220085 |  | A <WEIGHING BALANCE> is an <INSTRUMENTATION ITEM> and a <WEIGHT MEASURING INSTRUMENT>, where <WEIGHT> is measured by <BALANCING> against a calibrated weight | [5 empty] | dm:ClassOfInanimatePhysicalObject
INSTRUMENTATION ITEM | WEIGHT MEASURING INSTRUMENT |  |  |  |  | WEIGHING SCALE | [5 empty] | rdl:RDS6621783 |  | A <WEIGHING SCALE> is an <INSTRUMENTATION ITEM> and a <WEIGHT MEASURING INSTRUMENT> where <WEIGHT> is directly measured rather than by balancing | [5 empty] | dm:ClassOfInanimatePhysicalObject
INSTRUMENTATION ITEM | WEIGHT MEASURING INSTRUMENT |  |  |  |  | WEIGHT MEASURING INSTRUMENT - STRAIN GAUGE LOAD CELL | [5 empty] | rdl:RDS2221829 |  | A <WEIGHT MEASURING INSTRUMENT - STRAIN GAUGE LOAD CELL> is an <INSTRUMENTATION ITEM> and a <WEIGHT MEASURING INSTRUMENT> that handles the measurement results of a <STRAIN GAUGE LOAD CELL> | [5 empty] | dm:ClassOfInanimatePhysicalObject
INSTRUMENTATION ITEM | WEIGHT MEASURING INSTRUMENT |  |  |  |  | WEIGHT METER | [5 empty] | rdl:RDS317609 |  | A <WEIGHT METER> is an <INSTRUMENTATION ITEM> and a <WEIGHT MEASURING INSTRUMENT> for weight measurements, eventually with a hook to suspend the object to be weighed | [5 empty] | dm:ClassOfInanimatePhysicalObject
WEIGHT METER | [6 empty] | WEIGHT LOAD INDICATOR | [5 empty] | rdl:RDS1325747151 |  | A <WEIGHT LOAD INDICATOR> is a <WEIGHT METER> that displays the weight of materials or products being lifted | [5 empty] | dm:ClassOfInanimatePhysicalObject
INSTRUMENTATION ITEM | TRANSDUCER |  |  |  |  | WETTED TRANSDUCER | [5 empty] | rdl:RDS7502160 |  | A <WETTED TRANSDUCER> is an <INSTRUMENTATION ITEM> and a <TRANSDUCER> that is designed to be in contact with the process medium | [5 empty] | dm:ClassOfInanimatePhysicalObject
INSTRUMENTATION ITEM | LOAD CELL |  |  |  |  | WIRE ROPE CLAMP LOAD CELL | [5 empty] | rdl:RDS2226479 |  | A <WIRE ROPE CLAMP LOAD CELL> is an <INSTRUMENTATION ITEM> and a <LOAD CELL> that is an assembly attached to a wire rope and measures its tension; commonly used in crane and hoist applications | [5 empty] | dm:ClassOfInanimatePhysicalObject
INSTRUMENTATION ITEM | RECORDER |  |  |  |  | XY RECORDER | [5 empty] | rdl:RDS914984 |  | A <XY RECORDER> is an <INSTRUMENTATION ITEM> and a <RECORDER> in which a marking device is moved along two orthogonal axes by two separate travelling devices, to each of which the quantity to be recorded is applied | [5 empty] | dm:ClassOfInanimatePhysicalObject
INSTRUMENTATION FUNCTION | SYSTEM |  |  |  | INSTRUMENTATION SYSTEM | [5 empty] | rdl:RDS222491 |  | An <INSTRUMENTATION SYSTEM> is a <INSTRUMENTATION FUNCTION> and a <SYSTEM> | [5 empty] | dm:ClassOfFunctionalObject
INSTRUMENTATION FUNCTION | PROCESS SIGNAL GENERATING FUNCTION |  |  |  | MEASURING ELEMENT | [5 empty] | rdl:RDS222444 |  | A <MEASURING ELEMENT> is a <INSTRUMENTATION FUNCTION> and a <PROCESS SIGNAL GENERATING FUNCTION> used for the measurement of a <Property>. It is defined independently from a <MEASURING INSTRUMENT> that is handling that measurement result and that may or may not house that <MEASURING ELEMENT>; If so, there is an assembly relationship, if not, there is a connection relationship | [5 empty] | dm:ClassOfFunctionalObject
MEASURING ELEMENT | [5 empty] | ACCELERATION MEASURING ELEMENT | [5 empty] | rdl:RDS222500 |  | An <ACCELERATION MEASURING ELEMENT> is an <INSTRUMENTATION ITEM> and a <MEASURING ELEMENT> for <ACCELERATION> measurement | [5 empty] | dm:ClassOfFunctionalObject
MEASURING ELEMENT | [5 empty] | ANALYSIS MEASURING ELEMENT | [5 empty] | rdl:RDS222501 |  | An <ANALYSIS MEASURING ELEMENT> is a <MEASURING ELEMENT> for <ANALYSIS> purposes | [5 empty] | dm:ClassOfFunctionalObject
ANALYSIS MEASURING ELEMENT | [6 empty] | CONDUCTIVITY MEASURING ELEMENT | [5 empty] | rdl:RDS2225311 |  | A <CONDUCTIVITY MEASURING ELEMENT> is an <ANALYSIS MEASURING ELEMENT> for the measurement of <CONDUCTIVITY(electrolytic)> | [5 empty] | dm:ClassOfFunctionalObject
ANALYSIS MEASURING ELEMENT | [6 empty] | ORP MEASURING ELEMENT | [5 empty] | rdl:RDS2228178 |  | An <ORP MEASURING ELEMENT> is an <ANALYSIS MEASURING ELEMENT> designed to measure an oxidation reduction potential (ORP) | [5 empty] | dm:ClassOfFunctionalObject
ANALYSIS MEASURING ELEMENT | [6 empty] | PH MEASURING ELEMENT | [5 empty] | rdl:RDS2225313 |  | A <PH MEASURING ELEMENT> is an <ANALYSIS MEASURING ELEMENT> for the measurement of <PH> | [5 empty] | dm:ClassOfFunctionalObject
ANALYSIS MEASURING ELEMENT | [6 empty] | SALINITY MEASURING ELEMENT | [5 empty] | rdl:RDS5772986 |  | A <SALINITY MEASURING ELEMENT> is a <ANALYSIS MEASURING ELEMENT> that is intended to determine salinity | [5 empty] | dm:ClassOfFunctionalObject
MEASURING ELEMENT | [5 empty] | CORROSION MEASURING ELEMENT | [5 empty] | rdl:RDS2228853 |  | A <CORROSION MEASURING ELEMENT> is a <MEASURING ELEMENT> that is used to measure <CORROSION> | [5 empty] | dm:ClassOfFunctionalObject
CORROSION MEASURING ELEMENT | [6 empty] | HYDROGEN PROBE | [5 empty] | rdl:RDS2228198 |  | A <HYDROGEN PROBE> is a <CORROSION MEASURING ELEMENT> designed to measure the permeation rate of atomic hydrogen (H+) (measured as hydrogen gas (H2)) associated with hydrogen-induced cracking. It collects the hydrogen formed on the surface and gives a signal related to amount permeated.(source: Corrosionpedia) | [5 empty] | dm:ClassOfInanimatePhysicalObject
MEASURING ELEMENT | [5 empty] | DENSITY MEASURING ELEMENT | [5 empty] | rdl:RDS2225380 |  | A <DENSITY MEASURING ELEMENT> is a <MEASURING ELEMENT> for the measurement of <DENSITY> | [5 empty] | dm:ClassOfFunctionalObject
MEASURING ELEMENT | [5 empty] | DEW POINT MEASURING ELEMENT | [5 empty] | rdl:RDS2224465 |  | A <DEW POINT MEASURING ELEMENT> is a <MEASURING ELEMENT> for measuring of a <DEW POINT> | [5 empty] | dm:ClassOfFunctionalObject
MEASURING ELEMENT | [5 empty] | DISPLACEMENT MEASURING ELEMENT | [5 empty] | rdl:RDS5480833840 |  | A <DISPLACEMENT MEASURING ELEMENT> is a <MEASURING ELEMENT> for measurement of <DISPLACEMENT> | [5 empty] | dm:ClassOfFunctionalObject
MEASURING ELEMENT | [5 empty] | DUST MEASURING ELEMENT | [5 empty] | rdl:RDS1299047481 |  | A <DUST MEASURING ELEMENT> is a <MEASURING ELEMENT> for measuring the velocity, mass, charge, flight direction, and number of dust particles, smaller than 100 micrometre, in space | [5 empty] | dm:ClassOfFunctionalObject
DUST MEASURING ELEMENT | [6 empty] | PARTICULATE MATTER MEASURING ELEMENT | [5 empty] | rdl:RDS2225315 |  | A <PARTICULATE MATTER MEASURING ELEMENT> is a <DUST MEASURING ELEMENT> for particles smaller than 10 micrometre, in space | [5 empty] | dm:ClassOfFunctionalObject
MEASURING ELEMENT | [5 empty] | EROSION DETECTING MEASURING ELEMENT | [5 empty] | rdl:RDS16757813 |  | An <EROSION DETECTING MEASURING ELEMENT> is a <MEASURING ELEMENT> that is designed to detect <EROSION>, e.g. caused by particles in a fluid | [5 empty] | dm:ClassOfFunctionalObject
MEASURING ELEMENT | [5 empty] | FIRE DETECTING MEASURING ELEMENT | [5 empty] | rdl:RDS1008629 |  | A <FIRE DETECTING MEASURING ELEMENT> is a <MEASURING ELEMENT> for detecting a <FIRE> | [5 empty] | dm:ClassOfFunctionalObject
MEASURING ELEMENT | [5 empty] | FLAME DETECTING MEASURING ELEMENT | [5 empty] | rdl:RDS2220149 |  | A <FLAME DETECTING MEASURING ELEMENT> is a <MEASURING ELEMENT> for detecting a <FLAME> | [5 empty] | dm:ClassOfFunctionalObject
MEASURING ELEMENT | [5 empty] | FLOW MEASURING ELEMENT | [5 empty] | rdl:RDS461834 |  | A <FLOW MEASURING ELEMENT> is a <MEASURING ELEMENT> that is used to measure <FLOW RATE> | [5 empty] | dm:ClassOfFunctionalObject
FLOW MEASURING ELEMENT | [6 empty] | MASS FLOW MEASURING ELEMENT | [5 empty] | rdl:RDS222509 |  | A <MASS FLOW MEASURING ELEMENT> is a <FLOW MEASURING ELEMENT> that is used to measure <MASS FLOW RATE> | [5 empty] | dm:ClassOfFunctionalObject
FLOW MEASURING ELEMENT | [6 empty] | VOLUME FLOW MEASURING ELEMENT | [5 empty] | rdl:RDS222510 |  | A <VOLUME FLOW MEASURING ELEMENT> is a <FLOW MEASURING ELEMENT> that is used to measure <VOLUME FLOW RATE> | [5 empty] | dm:ClassOfInanimatePhysicalObject
MEASURING ELEMENT | [5 empty] | FLUID LEAK DETECTING MEASURING ELEMENT | [5 empty] | rdl:RDS222552 |  | A <FLUID LEAK DETECTING MEASURING ELEMENT> is a <MEASURING ELEMENT> for the detection of a fluid leak | [5 empty] | dm:ClassOfFunctionalObject
MEASURING ELEMENT | [5 empty] | FORCE MEASURING ELEMENT | [5 empty] | rdl:RDS1337126251 |  | A <FORCE MEASURING ELEMENT> is a <MEASURING ELEMENT> for the measurement of <FORCE> | [5 empty] | dm:ClassOfFunctionalObject
ARTEFACT | FORCE MEASURING ELEMENT | TRANSDUCER |  |  |  |  | LOAD CELL | [5 empty] | rdl:RDS2228389 |  | A <LOAD CELL> is an <ARTEFACT> and a <FORCE MEASURING ELEMENT> and a <TRANSDUCER> that converts a force such as tension, compression, pressure, or torque into an electrical signal that can be measured | [5 empty] | dm:ClassOfInanimatePhysicalObject
MEASURING ELEMENT | [5 empty] | GAS DETECTING MEASURING ELEMENT | [5 empty] | rdl:RDS477134 |  | A <GAS DETECTING MEASURING ELEMENT> is a <MEASURING ELEMENT> for the detection of the presence of a specified concentration of a gas | [5 empty] | dm:ClassOfFunctionalObject
MEASURING ELEMENT | [5 empty] | HEAT DETECTING MEASURING ELEMENT | [5 empty] | rdl:RDS2229121 |  | A <HEAT DETECTING MEASURING ELEMENT> is a <MEASURING ELEMENT> for the detection of a rising heat | [5 empty] | dm:ClassOfFunctionalObject
MEASURING ELEMENT | [5 empty] | HEIGHT MEASURING ELEMENT | [5 empty] | rdl:RDS2225338 |  | A <HEIGHT SENSOR> is a <MEASURING ELEMENT> that measures <HEIGHT> | [5 empty] | dm:ClassOfFunctionalObject
MEASURING ELEMENT | [5 empty] | HUMIDITY MEASURING ELEMENT | [5 empty] | rdl:RDS2229123 |  | A <HUMIDITY MEASURING ELEMENT> is a <MEASURING ELEMENT> for the detection of a <HUMIDITY> | [5 empty] | dm:ClassOfFunctionalObject
HUMIDITY MEASURING ELEMENT | [6 empty] | ABSOLUTE HUMIDITY MEASURING ELEMENT | [5 empty] | rdl:RDS2225333 |  | An <ABSOLUTE HUMIDITY MEASURING ELEMENT> is a <HUMIDITY MEASURING ELEMENT> for the measurement of <ABSOLUTE HUMIDITY> | [5 empty] | dm:ClassOfFunctionalObject
HUMIDITY MEASURING ELEMENT | [6 empty] | RELATIVE HUMIDITY MEASURING ELEMENT | [5 empty] | rdl:RDS2225334 |  | A <RELATIVE HUMIDITY MEASURING ELEMENT> is a <HUMIDITY MEASURING ELEMENT> for the measurement of <RELATIVE HUMIDITY> | [5 empty] | dm:ClassOfFunctionalObject
MEASURING ELEMENT | [5 empty] | LEVEL MEASURING ELEMENT | [5 empty] | rdl:RDS880784 |  | A <LEVEL MEASURING ELEMENT> is an <INSTRUMENTATION ITEM> and a <MEASURING ELEMENT> for measuring a <LIQUID LEVEL> | [5 empty] | dm:ClassOfFunctionalObject
LEVEL MEASURING ELEMENT | [6 empty] | LEVEL MEASURING ELEMENT - THERMAL CONDUCTIVITY | [5 empty] | rdl:RDS2227366 |  | A <LEVEL MEASURING ELEMENT - TILTED FLOAT> is a <LEVEL MEASURING ELEMENT > that detects and increase in <THERMAL CONDUCTIVITY> when inserted in the liquid | [5 empty] | dm:ClassOfInanimatePhysicalObject
MEASURING ELEMENT | [5 empty] | MIST DETECTING MEASURING ELEMENT | [5 empty] | rdl:RDS1008899 |  | A <MIST DETECTING MEASURING ELEMENT> is a <MEASURING ELEMENT> for the detection of a mist | [5 empty] | dm:ClassOfFunctionalObject
MEASURING ELEMENT | [5 empty] | MOISTURE SENSING ELEMENT | [5 empty] | rdl:RDS5772924 |  | A <MOISTURE SENSING ELEMENT> is a <MEASURING ELEMENT> for measurement of <MOISTURE> | [5 empty] | dm:ClassOfFunctionalObject
MEASURING ELEMENT | [5 empty] | POSITION MEASURING ELEMENT | [5 empty] | rdl:RDS222587 |  | A <POSITION MEASURING ELEMENT> is a <MEASURING ELEMENT> for the measurement of physical <POSITION> | [5 empty] | dm:ClassOfFunctionalObject
MEASURING ELEMENT | [5 empty] | PRESSURE MEASURING ELEMENT | [5 empty] | rdl:RDS462104 |  | A <PRESSURE MEASURING ELEMENT> is a <MEASURING ELEMENT> for the measurement of <PRESSURE> | [5 empty] | dm:ClassOfFunctionalObject
PRESSURE MEASURING ELEMENT | [6 empty] | ABSOLUTE PRESSURE MEASURING ELEMENT | [5 empty] | rdl:RDS222588 |  | An <ABSOLUTE PRESSURE MEASURING ELEMENT> is a <PRESSURE MEASURING ELEMENT> for the measurement of <ABSOLUTE PRESSURE> | [5 empty] | dm:ClassOfFunctionalObject
PRESSURE MEASURING ELEMENT | [6 empty] | DIFFERENTIAL PRESSURE MEASURING ELEMENT | [5 empty] | rdl:RDS5770524 |  | A <DIFFERENTIAL PRESSURE MEASURING ELEMENT> is a <PRESSURE MEASURING ELEMENT> for the measurement of <DIFFERENTIAL PRESSURE> | [5 empty] | dm:ClassOfFunctionalObject
PRESSURE MEASURING ELEMENT | [6 empty] | DRAFT PRESSURE MEASURING ELEMENT | [5 empty] | rdl:RDS2228149 |  | A <DRAFT PRESSURE MEASURING ELEMENT> is a <PRESSURE MEASURING ELEMENT> is a <PRESSURE MEASURING ELEMENT> for the measurement of <DRAFT(vacuum)> | [5 empty] | dm:ClassOfFunctionalObject
PRESSURE MEASURING ELEMENT | [6 empty] | GAUGE PRESSURE MEASURING ELEMENT | [5 empty] | rdl:RDS1322274131 |  | A <GAUGE PRESSURE MEASURING ELEMENT> is a <PRESSURE MEASURING ELEMENT> for the measurement of <GAUGE PRESSURE> | [5 empty] | dm:ClassOfFunctionalObject
MEASURING ELEMENT | [5 empty] | PROXIMITY MEASURING ELEMENT | [5 empty] | rdl:RDS850904 |  | A <PROXIMITY MEASURING ELEMENT> is a <MEASURING ELEMENT> for the measurement of <PROXIMITY> | [5 empty] | dm:ClassOfFunctionalObject
MEASURING ELEMENT | [5 empty] | RADIATION MEASURING ELEMENT | [5 empty] | rdl:RDS1336333241 |  | A <RADIATION MEASURING ELEMENT> is a <MEASURING ELEMENT> for detecting the level of nuclear <RADIATION> | [5 empty] | dm:ClassOfFunctionalObject
MEASURING ELEMENT | [5 empty] | ROTATIONAL SPEED MEASURING ELEMENT | [5 empty] | rdl:RDS5773110 |  | A <ROTATIONAL SPEED MEASURING ELEMENT> is a <MEASURING ELEMENT> for the measurement of <ROTATIONAL SPEED> | [5 empty] | dm:ClassOfFunctionalObject
MEASURING ELEMENT | [5 empty] | SAND DETECTING MEASURING ELEMENT | [5 empty] | rdl:RDS5781223 |  | A <SAND DETECTING MEASURING ELEMENT> is a <MEASURING ELEMENT> for sand detection in a pipeline | [5 empty] | dm:ClassOfFunctionalObject
MEASURING ELEMENT | [5 empty] | SMOKE DETECTING MEASURING ELEMENT | [5 empty] | rdl:RDS5781225 |  | A <SMOKE DETECTING MEASURING ELEMENT> is a <MEASURING ELEMENT> for <SMOKE DETECTING> | [5 empty] | dm:ClassOfFunctionalObject
MEASURING ELEMENT | [5 empty] | TEMPERATURE MEASURING ELEMENT | [5 empty] | rdl:RDS445454 |  | A <TEMPERATURE MEASURING ELEMENT> is a <MEASURING ELEMENT> for the measurement of <TEMPERATURE> | [5 empty] | dm:ClassOfFunctionalObject
TEMPERATURE MEASURING ELEMENT | [6 empty] | TEMPERATURE MEASURING ELEMENT - CONTACT | [5 empty] | rdl:RDS2220218 |  | A <TEMPERATURE MEASURING ELEMENT - CONTACT> is a <TEMPERATURE MEASURING ELEMENT> that has physical contact to the media or object being measured | [5 empty] | dm:ClassOfInanimatePhysicalObject
TEMPERATURE MEASURING ELEMENT | [6 empty] | TEMPERATURE MEASURING ELEMENT - NON-CONTACT | [5 empty] | rdl:RDS2220219 |  | A <TEMPERATURE MEASURING ELEMENT - NON-CONTACT> is a <TEMPERATURE MEASURING ELEMENT> that has no physical contact to the media or object being measured | [5 empty] | dm:ClassOfInanimatePhysicalObject
MEASURING ELEMENT | [5 empty] | TORQUE MEASURING ELEMENT | [5 empty] | rdl:RDS2227374 |  | A <TORQUE MEASURING ELEMENT> is a <MEASURING ELEMENT> for detecting the level of nuclear <TORQUE> | [5 empty] | dm:ClassOfFunctionalObject
MEASURING ELEMENT | [5 empty] | VELOCITY MEASURING ELEMENT | [5 empty] | rdl:RDS54808340199 |  | A <VELOCITY MEASURING ELEMENT> is a <MEASURING ELEMENT> that is sensing velocity (vibration) conforming ISO2041 | [5 empty] | dm:ClassOfFunctionalObject
MEASURING ELEMENT | [5 empty] | VIBRATION MEASURING ELEMENT | [5 empty] | rdl:RDS435959 |  | A <VIBRATION MEASURING ELEMENT> is a <MEASURING ELEMENT> that senses <VIBRATION> | [5 empty] | dm:ClassOfFunctionalObject
MEASURING ELEMENT | [5 empty] | WATER HARDNESS MEASURING ELEMENT | [5 empty] | rdl:RDS2229120 |  | A <WATER HARDNESS MEASURING ELEMENT> is a <MEASURING ELEMENT> for the measurement of <HARDNESS> of <WATER> | [5 empty] | dm:ClassOfFunctionalObject
MEASURING ELEMENT | [5 empty] | WEIGHT MEASURING ELEMENT | [5 empty] | rdl:RDS222599 |  | A <WEIGHT MEASURING ELEMENT> is a <MEASURING ELEMENT> for the measurement of <WEIGHT> (mass) | [5 empty] | dm:ClassOfFunctionalObject
INSTRUMENTATION FUNCTION |  |  |  |  | MEASURING INSTRUMENT | [5 empty] | rdl:RDS913904 |  | A <MEASURING INSTRUMENT> is a <INSTRUMENTATION FUNCTION> that handles the measurement result from an internal or external <MEASURING ELEMENT> | [5 empty] | dm:ClassOfFunctionalObject
MEASURING INSTRUMENT | [5 empty] | ACCELERATION MEASURING INSTRUMENT | [5 empty] | rdl:RDS2227120 |  | An <ACCELERATION MEASURING INSTRUMENT> is a <MEASURING INSTRUMENT> for measurement of <ACCELERATION>, that handles the measurement result from a <ACCELERATION MEASURING ELEMENT> | [5 empty] | dm:ClassOfFunctionalObject
MEASURING INSTRUMENT | [5 empty] | AIR-FUEL RATIO-METER | [5 empty] | rdl:RDS914894 |  | A <AIR-FUEL RATIO-METER> is an <INSTRUMENTATION ITEM> and a <MEASURING INSTRUMENT> that monitors the air–fuel ratio, commonly of an internal combustion engine | [5 empty] | dm:ClassOfFunctionalObject
MEASURING INSTRUMENT | [5 empty] | ANALYSIS MEASURING INSTRUMENT | [5 empty] | rdl:RDS2224002 |  | An <ANALYSIS MEASURING INSTRUMENT> is a <MEASURING INSTRUMENT> for <ANALYSIS> purposes, that handles the measurement result from an <ANALYSIS MEASURING ELEMENT> | [5 empty] | dm:ClassOfFunctionalObject
ANALYSIS MEASURING INSTRUMENT | ANALYSIS TRANSMITTER | [5 empty] | CONCENTRATION TRANSMITTER | [5 empty] | rdl:RDS1455523211 |  | A <CONCENTRATION TRANSMITTER> is an <ANALYSIS TRANSMITTER> and an <ANALYSIS MEASURING INSTRUMENT> measuring how much of a given substance there is mixed with another substance and transmit a signal proportional to the measured level | [5 empty] | dm:ClassOfFunctionalObject
MEASURING INSTRUMENT | [5 empty] | ANEMOMETER | [5 empty] | rdl:RDS6635693 |  | An <ANEMOMETER> is a <MEASURING INSTRUMENT> for recording wind speed and possibly wind direction, that handles the measurement result from a <VOLUME FLOW MEASURING ELEMENT - ANEMOMETRIC> | [5 empty] | dm:ClassOfFunctionalObject
MEASURING INSTRUMENT | [5 empty] | CONDUCTIVITY METER | [5 empty] | rdl:RDS878714 |  | A <CONDUCTIVITY METER> is a <MEASURING INSTRUMENT> for the measurement of <CONDUCTIVITY(electrolytic)>, that handles the measurement result from a <CONDUCTIVITY MEASURING ELEMENT> | [5 empty] | dm:ClassOfFunctionalObject
CONDUCTIVITY METER | PROCESS VARIABLE TRANSMITTER | [5 empty] | CONDUCTIVITY TRANSMITTER | [5 empty] | rdl:RDS6501159 |  | A <CONDUCTIVITY TRANSMITTER> is an <CONDUCTIVITY METER> and a <PROCESS VARIABLE TRANSMITTER> | [5 empty] | dm:ClassOfFunctionalObject
MEASURING INSTRUMENT | [5 empty] | CORROSION MEASURING INSTRUMENT | [5 empty] | rdl:RDS2224008 |  | A <CORROSION MEASURING INSTRUMENT> is a <MEASURING INSTRUMENT> that is used to measure <CORROSION>, that handles the measurement result from a <CORROSION MEASURING ELEMENT> | [5 empty] | dm:ClassOfFunctionalObject
CORROSION MEASURING INSTRUMENT | PROCESS VARIABLE TRANSMITTER | [5 empty] | CORROSION TRANSMITTER | [5 empty] | rdl:RDS2228852 |  | A <CORROSION TRANSMITTER> is a <PROCESS VARIABLE TRANSMITTER> and a <CORROSION MEASURING INSTRUMENT> | [5 empty] | dm:ClassOfFunctionalObject
MEASURING INSTRUMENT | [5 empty] | DEW POINT MEASURING INSTRUMENT | [5 empty] | rdl:RDS2224009 |  | A <DEW POINT MEASURING INSTRUMENT> is a <MEASURING INSTRUMENT> for measuring of a <DEW POINT>, that handles the measurement result from a <DEW POINT MEASURING ELEMENT> | [5 empty] | dm:ClassOfFunctionalObject
DEW POINT MEASURING INSTRUMENT | PROCESS VARIABLE TRANSMITTER | [5 empty] | DEW POINT TRANSMITTER | [5 empty] | rdl:RDS2224464 |  | A <DEW POINT TRANSMITTER>is a <PROCESS VARIABLE TRANSMITTER> and a <DEW POINT MEASURING INSTRUMENT> | [5 empty] | dm:ClassOfFunctionalObject
MEASURING INSTRUMENT | [5 empty] | DISPLACEMENT MEASURING INSTRUMENT | [5 empty] | rdl:RDS2224010 |  | A <DISPLACEMENT MEASURING INSTRUMENT> is a <MEASURING INSTRUMENT> for measurement of <DISPLACEMENT>, that handles the measurement result from a <DISPLACEMENT MEASURING ELEMENT> | [5 empty] | dm:ClassOfFunctionalObject
DISPLACEMENT MEASURING INSTRUMENT | PROCESS VARIABLE TRANSMITTER | [5 empty] | DISPLACEMENT TRANSMITTER | [5 empty] | rdl:RDS2229301 |  | A <DISPLACEMENT TRANSMITTER>is a <PROCESS VARIABLE TRANSMITTER> and a <DISPLACEMENT MEASURING INSTRUMENT> | [5 empty] | dm:ClassOfFunctionalObject
DISPLACEMENT TRANSMITTER | [7 empty] | AXIAL DISPLACEMENT TRANSMITTER | [5 empty] | rdl:RDS2224613 |  | An <AXIAL DISPLACEMENT TRANSMITTER> is a <DISPLACEMENT TRANSMITTER> for <AXIAL DISPLACEMENT> measurement, using an <AXIAL DISPLACEMENT MEASURING PROBE> | [5 empty] | dm:ClassOfFunctionalObject
MEASURING INSTRUMENT | [5 empty] | DUST MEASURING INSTRUMENT | [5 empty] | rdl:RDS2224011 |  | A <DUST MEASURING INSTRUMENT> is a <MEASURING INSTRUMENT> for measuring the velocity, mass, charge, flight direction, and number of dust particles, smaller than 100 micrometre, in space, that handles the measurement result from a <DUST MEASURING ELEMENT> | [5 empty] | dm:ClassOfFunctionalObject
DUST MEASURING INSTRUMENT | PROCESS SWITCH | [5 empty] | DUST SWITCH | [5 empty] | rdl:RDS2220007 |  | A <DUST SWITCH> is a <PROCESS SWITCH> and a <DUST MEASURING INSTRUMENT> that switches when the dust concentration in a gas flow has reached a preset value | [5 empty] | dm:ClassOfFunctionalObject
DUST MEASURING INSTRUMENT | [6 empty] | PARTICULATE MATTER MEASURING INSTRUMENT | [5 empty] | rdl:RDS2224012 |  | A <PARTICULATE MATTER MEASURING INSTRUMENT> is a <DUST MEASURING INSTRUMENT> for particles smaller than 10 micrometre, in space, that handles the measurement result from a <PARTICULATE MATTER MEASURING ELEMENT> | [5 empty] | dm:ClassOfFunctionalObject
ELECTRICAL APPARATUS | MEASURING INSTRUMENT |  |  |  |  | ELECTRIC VARIABLE MEASURING INSTRUMENT | [5 empty] | rdl:RDS222506 |  | An <ELECTRIC VARIABLE MEASURING INSTRUMENT> is an <INSTRUMENTATION ITEM> and a <MEASURING INSTRUMENT> and an <ELECTRICAL APPARATUS> for measurement of an <ELECTRIC VARIABLE> | [5 empty] | dm:ClassOfFunctionalObject
ELECTRIC VARIABLE MEASURING INSTRUMENT | [6 empty] | EARTH LEAKAGE MEASURING INSTRUMENT | [5 empty] | rdl:RDS2229115 |  | An <EARTH LEAKAGE MEASURING INSTRUMENT> is an <ELECTRIC VARIABLE MEASURING INSTRUMENT> for measurement of <EARTH LEAKAGE> | [5 empty] | dm:ClassOfFunctionalObject
ELECTRIC VARIABLE MEASURING INSTRUMENT | [6 empty] | ELECTRIC CHARGE MEASURING INSTRUMENT | [5 empty] | rdl:RDS2224081 |  | An <ELECTRIC CHARGE MEASURING INSTRUMENT> is an <ELECTRIC VARIABLE MEASURING INSTRUMENT> for measurement of <ELECTRIC CHARGE> | [5 empty] | dm:ClassOfFunctionalObject
ELECTRIC VARIABLE MEASURING INSTRUMENT | [6 empty] | ELECTRIC CURRENT MEASURING INSTRUMENT | [5 empty] | rdl:RDS222507 |  | A <CURRENT MEASURING INSTRUMENT> is an <ELECTRIC VARIABLE MEASURING INSTRUMENT> for measurement of <ELECTRIC CURRENT> | [5 empty] | dm:ClassOfFunctionalObject
ELECTRIC CURRENT MEASURING INSTRUMENT | ELECTRICAL VARIABLE TRANSMITTER | [6 empty] | CURRENT TRANSMITTER | [5 empty] | rdl:RDS6501264 |  | A <CURRENT TRANSMITTER> is an < ELECTRICAL VARIABLE TRANSMITTER> and an <ELECTRIC CURRENT MEASURING INSTRUMENT> | [5 empty] | dm:ClassOfFunctionalObject
ELECTRIC VARIABLE MEASURING INSTRUMENT | [6 empty] | ELECTRICAL ENERGY MEASURING INSTRUMENT | [5 empty] | rdl:RDS2224080 |  | An <ELECTRICAL ENERGY MEASURING INSTRUMENT> is an <ELECTRIC VARIABLE MEASURING INSTRUMENT> for measurement of <ELECTRICAL ENERGY > | [5 empty] | dm:ClassOfFunctionalObject
ELECTRIC VARIABLE MEASURING INSTRUMENT | ELECTRICAL APPARATUS | PROCESS VARIABLE TRANSMITTER |  |  |  |  | ELECTRICAL VARIABLE TRANSMITTER | [5 empty] | rdl:RDS2229303 |  | An <ELECTRICAL VARIABLE TRANSMITTER> is an <ELECTRIC VARIABLE MEASURING INSTRUMENT> and a <PROCESS VARIABLE TRANSMITTER> and an <ELECTRICAL APPARATUS> for <ELECTRICAL VARIABLE> measurement | [5 empty] | dm:ClassOfFunctionalObject
ELECTRICAL VARIABLE TRANSMITTER | FREQUENCY MEASURING INSTRUMENT | [6 empty] | FREQUENCY TRANSMITTER | [5 empty] | rdl:RDS6501369 |  | A <FREQUENCY TRANSMITTER> is an < ELECTRICAL VARIABLE TRANSMITTER> and a <FREQUENCY MEASURING INSTRUMENT> | [5 empty] | dm:ClassOfFunctionalObject
ELECTRICAL VARIABLE TRANSMITTER | POWER FACTOR MEASURING INSTRUMENT | [6 empty] | POWER FACTOR TRANSMITTER | [5 empty] | rdl:RDS2222219 |  | A <POWER FACTOR TRANSMITTER> is an < ELECTRICAL VARIABLE TRANSMITTER> and a <POWER FACTOR MEASURING INSTRUMENT> | [5 empty] | dm:ClassOfFunctionalObject
ELECTRICAL VARIABLE TRANSMITTER | POWER MEASURING INSTRUMENT | [6 empty] | POWER TRANSMITTER | [5 empty] | rdl:RDS2222218 |  | A <POWER TRANSMITTER> is an < ELECTRICAL VARIABLE TRANSMITTER> and a <POWER MEASURING INSTRUMENT> | [5 empty] | dm:ClassOfFunctionalObject
ELECTRICAL VARIABLE TRANSMITTER | RESISTANCE MEASURING INSTRUMENT | [6 empty] | RESISTANCE TRANSMITTER | [5 empty] | rdl:RDS6501789 |  | A <RESISTANCE TRANSMITTER> is an < ELECTRICAL VARIABLE TRANSMITTER> and a <RESISTANCE MEASURING INSTRUMENT> | [5 empty] | dm:ClassOfFunctionalObject
ELECTRICAL VARIABLE TRANSMITTER | VOLTAGE MEASURING INSTRUMENT | [6 empty] | VOLTAGE TRANSMITTER | [5 empty] | rdl:RDS1287137911 |  | A <VOLTAGE TRANSMITTER> is an < ELECTRICAL VARIABLE TRANSMITTER> and a <VOLTAGE MEASURING INSTRUMENT> | [5 empty] | dm:ClassOfFunctionalObject
ELECTRIC VARIABLE MEASURING INSTRUMENT | [6 empty] | FREQUENCY MEASURING INSTRUMENT | [5 empty] | rdl:RDS2222222 |  | A <FREQUENCY MEASURING INSTRUMENT> is an <ELECTRIC VARIABLE MEASURING INSTRUMENT> for measurement of <FREQUENCY> | [5 empty] | dm:ClassOfFunctionalObject
FREQUENCY MEASURING INSTRUMENT | [7 empty] | VIBRATING REED INSTRUMENT | [5 empty] | rdl:RDS934154 |  | A <VIBRATING REED INSTRUMENT> is a <FREQUENCY MEASURING INSTRUMENT>, comprising a set of tuned vibrating reeds, one or more of which resonate under the action of an alternating current of the appropriate frequency flowing through one or more fixed coils | [5 empty] | dm:ClassOfInanimatePhysicalObject
ELECTRIC VARIABLE MEASURING INSTRUMENT | [6 empty] | INSULATION FAULT MEASURING INSTRUMENT | [5 empty] | rdl:RDS2229116 |  | An <INSULATION FAULT MEASURING INSTRUMENT> is an <ELECTRIC VARIABLE MEASURING INSTRUMENT> for measurement of <INSULATION FAULT> | [5 empty] | dm:ClassOfFunctionalObject
ELECTRIC VARIABLE MEASURING INSTRUMENT | [6 empty] | PHASE SEQUENCE METER | [5 empty] | rdl:RDS916739 |  | A <PHASE SEQUENCE METER> is an <ELECTRIC VARIABLE MEASURING INSTRUMENT> that indicates, on a polyphase system, the sequence in which the instantaneous voltage of the phase conductors reach their maximum value | [5 empty] | dm:ClassOfFunctionalObject
ELECTRIC VARIABLE MEASURING INSTRUMENT | [6 empty] | POLARITY METER | [5 empty] | rdl:RDS916694 |  | A <POLARITY METER> is an <ELECTRIC VARIABLE MEASURING INSTRUMENT> that indicates the polarity of one conductor with reference to another | [5 empty] | dm:ClassOfFunctionalObject
ELECTRIC VARIABLE MEASURING INSTRUMENT | [6 empty] | POWER FACTOR MEASURING INSTRUMENT | [5 empty] | rdl:RDS222508 |  | A <POWER FACTOR MEASURING INSTRUMENT> is an <ELECTRIC VARIABLE MEASURING INSTRUMENT> for measurement of <POWER FACTOR> | [5 empty] | dm:ClassOfFunctionalObject
ELECTRIC VARIABLE MEASURING INSTRUMENT | [6 empty] | POWER MEASURING INSTRUMENT | [5 empty] | rdl:RDS1337135221 |  | A <POWER MEASURING INSTRUMENT> is an <ELECTRIC VARIABLE MEASURING INSTRUMENT> for measurement of <ELECTRIC POWER> | [5 empty] | dm:ClassOfFunctionalObject
ELECTRIC VARIABLE MEASURING INSTRUMENT | [6 empty] | RECTIFIER INSTRUMENT | [5 empty] | rdl:RDS934109 |  | A <RECTIFIER INSTRUMENT> is an <ELECTRIC VARIABLE MEASURING INSTRUMENT>, usually of the permanent-magnet moving-coil type associated with a rectifying device, intended to measure alternating quantities | [5 empty] | dm:ClassOfInanimatePhysicalObject
ELECTRIC VARIABLE MEASURING INSTRUMENT | [6 empty] | RESISTANCE MEASURING INSTRUMENT | [5 empty] | rdl:RDS2222223 |  | A <RESISTANCE MEASURING INSTRUMENT> is an <ELECTRIC VARIABLE MEASURING INSTRUMENT> for measurement of <ELECTRIC RESISTANCE> | [5 empty] | dm:ClassOfFunctionalObject
ELECTRIC VARIABLE MEASURING INSTRUMENT | [6 empty] | VOLTAGE MEASURING INSTRUMENT | [5 empty] | rdl:RDS1287147001 |  | A <VOLTAGE MEASURING INSTRUMENT> is an <ELECTRIC VARIABLE MEASURING INSTRUMENT> for measurement of <VOLTAGE> | [5 empty] | dm:ClassOfFunctionalObject
MEASURING INSTRUMENT | [5 empty] | EROSION DETECTING INSTRUMENT | [5 empty] | rdl:RDS2224013 |  | An <EROSION DETECTING INSTRUMENT> is a <MEASURING INSTRUMENT> that is designed to detect <EROSION>, e.g. caused by particles in a fluid,, that handles the measurement result from an <EROSION DETECTING MEASURING ELEMENT> | [5 empty] | dm:ClassOfFunctionalObject
MEASURING INSTRUMENT | [5 empty] | FIRE DETECTING INSTRUMENT | [5 empty] | rdl:RDS2224014 |  | A <FIRE DETECTING INSTRUMENT> is a <MEASURING INSTRUMENT> for detecting a <FIRE>, that handles the measurement result from a <FIRE DETECTING MEASURING ELEMENT> | [5 empty] | dm:ClassOfFunctionalObject
FIRE AND SAFETY SYSTEM | FIRE DETECTING INSTRUMENT | [5 empty] | FIRE AND GAS DETECTION SYSTEM | [5 empty] | rdl:RDS274499 |  | A <FIRE AND GAS DETECTION SYSTEM> is a <FIRE AND SAFETY SYSTEM> and a <FIRE DETECTING INSTRUMENT> intended for detection of possible leakages of hydrocarbons and/or fire | [5 empty] | dm:ClassOfFunctionalObject
MEASURING INSTRUMENT | [5 empty] | FLAME DETECTING INSTRUMENT | [5 empty] | rdl:RDS2224015 |  | A <FLAME DETECTING INSTRUMENT> is a <MEASURING INSTRUMENT> for detecting a <FLAME>, that handles the measurement result from a <FLAME DETECTING MEASURING ELEMENT> | [5 empty] | dm:ClassOfFunctionalObject
FLAME DETECTING INSTRUMENT | PROCESS SWITCH | [5 empty] | FLAME SWITCH | [5 empty] | rdl:RDS2224473 |  | A <FLAME SWITCH> is a <PROCESS SWITCH> and a <FLAME DETECTING MEASURING INSTRUMENT> | [5 empty] | dm:ClassOfFunctionalObject
AUTOMATIC SELECTOR SWITCH | FLAME SWITCH | [6 empty] | FLAME SELECTOR SWITCH | [5 empty] | rdl:RDS2224502 |  | A <FLAME SELECTOR SWITCH> is a <FLAME SWITCH> and an <AUTOMATIC SELECTOR SWITCH> | [5 empty] | dm:ClassOfInanimatePhysicalObject
MEASURING INSTRUMENT | [5 empty] | FLOW MEASURING INSTRUMENT | [5 empty] | rdl:RDS2224016 |  | A <FLOW MEASURING INSTRUMENT> is an <INSTRUMENTATION ITEM> and a <MEASURING INSTRUMENT> that is used to measure <FLOW RATE>, that handles the measurement result from a <FLOW MEASURING ELEMENT> | [5 empty] | dm:ClassOfFunctionalObject
FLOW MEASURING INSTRUMENT | PROCESS GAUGE | [5 empty] | FLOW GAUGE | [5 empty] | rdl:RDS879929 |  | A <FLOW GAUGE> is a <PROCESS GAUGE> using a <FLOW MEASURING ELEMENT> intended to indicate a liquid or gas flow | [5 empty] | dm:ClassOfFunctionalObject
FLOW MEASURING INSTRUMENT | [6 empty] | FLOW MEASURING INSTRUMENT - MULTIPHASE | [5 empty] | rdl:RDS648404 |  | A <FLOW MEASURING INSTRUMENT - MULTIPHASE> is a <FLOW MEASURING INSTRUMENT> that can register individual flow rates in a mixture of two or more fluid phases | [5 empty] | dm:ClassOfFunctionalObject
FLOW MEASURING INSTRUMENT | PROCESS SWITCH | [5 empty] | FLOW SWITCH | [5 empty] | rdl:RDS302894 |  | A <FLOW SWITCH> is a <PROCESS SWITCH> and a <FLOW MEASURING INSTRUMENT> | [5 empty] | dm:ClassOfFunctionalObject
FLOW MEASURING INSTRUMENT | PROCESS VARIABLE TRANSMITTER | [5 empty] | FLOW TRANSMITTER | [5 empty] | rdl:RDS880154 |  | A <FLOW TRANSMITTER>is a <PROCESS VARIABLE TRANSMITTER> and a <FLOW MEASURING INSTRUMENT> | [5 empty] | dm:ClassOfFunctionalObject
FLOW TRANSMITTER | MASS FLOW MEASURING INSTRUMENT | [6 empty] | MASS FLOW TRANSMITTER | [5 empty] | rdl:RDS7917961 |  | A <MASS FLOW TRANSMITTER> is a <FLOW TRANSMITTER> and a <MASS FLOW MEASURING INSTRUMENT> | [5 empty] | dm:ClassOfFunctionalObject
MASS FLOW TRANSMITTER | [8 empty] | SOLID MASS FLOW TRANSMITTER | [5 empty] | rdl:RDS2221815 |  | A <SOLID MASS FLOW TRANSMITTER> is a <MASS FLOW TRANSMITTER> for a stream of <SOLID COMPOUND> | [5 empty] | dm:ClassOfFunctionalObject
FLOW TRANSMITTER | VOLUME FLOW MEASURING INSTRUMENT | [6 empty] | VOLUME FLOW TRANSMITTER | [5 empty] | rdl:RDS2229466 |  | A <VOLUME FLOW TRANSMITTER> is a <FLOW TRANSMITTER> and a <VOLUME FLOW MEASURING INSTRUMENT> | [5 empty] | dm:ClassOfFunctionalObject
FLOW MEASURING INSTRUMENT | [6 empty] | MASS FLOW MEASURING INSTRUMENT | [5 empty] | rdl:RDS418409 |  | A <MASS FLOW MEASURING INSTRUMENT> is a <FLOW MEASURING INSTRUMENT> that is used to measure MASS FLOW RATE>, and that handles the measurement result from a <MASS FLOW MEASURING ELEMENT> | [5 empty] | dm:ClassOfFunctionalObject
FLOW MEASURING INSTRUMENT | [6 empty] | VOLUME FLOW MEASURING INSTRUMENT | [5 empty] | rdl:RDS2224019 |  | A <VOLUME FLOW MEASURING INSTRUMENT> is a <FLOW MEASURING INSTRUMENT> that is used to measure <VOLUME FLOW RATE>, that handles the measurement result from a <VOLUME FLOW MEASURING ELEMENT> | [5 empty] | dm:ClassOfFunctionalObject
MEASURING INSTRUMENT | [5 empty] | FLUID LEAK DETECTING INSTRUMENT | [5 empty] | rdl:RDS2224038 |  | A <FLUID LEAK DETECTING INSTRUMENT> is a <MEASURING INSTRUMENT> for the detection of a fluid leak,, that handles the measurement result from a <FLUID LEAK DETECTING MEASURING ELEMENT> | [5 empty] | dm:ClassOfFunctionalObject
MEASURING INSTRUMENT | [5 empty] | FORCE MEASURING INSTRUMENT | [5 empty] | rdl:RDS2224039 |  | A <FORCE MEASURING INSTRUMENT> is a <MEASURING INSTRUMENT> for the measurement of <FORCE>, that handles the measurement result from a <FORCE MEASURING ELEMENT> | [5 empty] | dm:ClassOfFunctionalObject
FORCE MEASURING INSTRUMENT | PROCESS VARIABLE TRANSMITTER | [5 empty] | FORCE TRANSMITTER | [5 empty] | rdl:RDS2224483 |  | A <FORCE TRANSMITTER>s a <PROCESS VARIABLE TRANSMITTER> and a <FORCE MEASURING INSTRUMENT> | [5 empty] | dm:ClassOfFunctionalObject
MEASURING INSTRUMENT | [5 empty] | GAS DETECTING INSTRUMENT | [5 empty] | rdl:RDS2224040 |  | A <GAS DETECTING INSTRUMENT> is a <MEASURING INSTRUMENT> for the detection of the presence of a specified concentration of a gas, that handles the measurement result from a <GAS DETECTING MEASURING ELEMENT> | [5 empty] | dm:ClassOfFunctionalObject
MEASURING INSTRUMENT | [5 empty] | HEAT DETECTING INSTRUMENT | [5 empty] | rdl:RDS2224041 |  | A <HEAT DETECTING INSTRUMENT> is a <MEASURING INSTRUMENT> for the detection of a rising heat, that handles the measurement result from a <HEAT DETECTING MEASURING ELEMENT> | [5 empty] | dm:ClassOfFunctionalObject
MEASURING INSTRUMENT | [5 empty] | HEIGHT MEASURING INSTRUMENT | [5 empty] | rdl:RDS2224042 |  | A <HEIGHT SENSOR> is a <MEASURING INSTRUMENT> that measures <HEIGHT>, that handles the measurement result from a <HEIGHT MEASURING ELEMENT> | [5 empty] | dm:ClassOfFunctionalObject
MEASURING INSTRUMENT | [5 empty] | HUMIDITY MEASURING INSTRUMENT | [5 empty] | rdl:RDS2224043 |  | A <HUMIDITY MEASURING INSTRUMENT> is a <MEASURING INSTRUMENT> for the detection of a <HUMIDITY>, that handles the measurement result from a <HUMIDITY MEASURING ELEMENT> | [5 empty] | dm:ClassOfFunctionalObject
HUMIDITY MEASURING INSTRUMENT | [6 empty] | ABSOLUTE HUMIDITY MEASURING INSTRUMENT | [5 empty] | rdl:RDS2224044 |  | An <ABSOLUTE HUMIDITY MEASURING INSTRUMENT> is a <HUMIDITY MEASURING INSTRUMENT> for the measurement of <ABSOLUTE HUMIDITY>, that handles the measurement result from an <ABSOLUTE HUMIDITY MEASURING ELEMENT> | [5 empty] | dm:ClassOfFunctionalObject
ABSOLUTE HUMIDITY MEASURING INSTRUMENT | PROCESS VARIABLE TRANSMITTER | [6 empty] | ABSOLUTE HUMIDITY TRANSMITTER | [5 empty] | rdl:RDS6501474 |  | An <ABSOLUTE HUMIDITY TRANSMITTER> is an <ABSOLUTE HUMIDITY MEASURING INSTRUMENT> and a <PROCESS VARIABLE TRANSMITTER> for <ABSOLUTE HUMIDITY> measurement | [5 empty] | dm:ClassOfFunctionalObject
HUMIDITY MEASURING INSTRUMENT | [6 empty] | RELATIVE HUMIDITY MEASURING INSTRUMENT | [5 empty] | rdl:RDS2224045 |  | A <RELATIVE HUMIDITY MEASURING INSTRUMENT> is a <HUMIDITY MEASURING INSTRUMENT> for the measurement of <RELATIVE HUMIDITY>, that handles the measurement result from a <RELATIVE HUMIDITY MEASURING ELEMENT> | [5 empty] | dm:ClassOfFunctionalObject
PROCESS VARIABLE TRANSMITTER | RELATIVE HUMIDITY MEASURING INSTRUMENT | [6 empty] | RELATIVE HUMIDITY TRANSMITTER | [5 empty] | rdl:RDS6501684 |  | A <RELATIVE HUMIDITY TRANSMITTER> is a <RELATIVE HUMIDITY MEASURING INSTRUMENT> and a <PROCESS VARIABLE TRANSMITTER> for <RELATIVE HUMIDITY> measurement | [5 empty] | dm:ClassOfFunctionalObject
MEASURING INSTRUMENT | [5 empty] | INDUCTION INSTRUMENT | [5 empty] | rdl:RDS935819 |  | An <INDUCTION INSTRUMENT> is a <MEASURING INSTRUMENT> that operates by the interaction of the alternating magnetic field(s) of (a) fixed electro-magnet(s) due to currents which they induce in (a) movable conductive element(s) | [5 empty] | dm:ClassOfInanimatePhysicalObject
INDUCTION INSTRUMENT | [6 empty] | FERRODYNAMIC INSTRUMENT | [5 empty] | rdl:RDS935999 |  | A <FERRODYNAMIC INSTRUMENT> is an <INDUCTION INSTRUMENT> that operates by the interaction of a current in a movable coil with a current in one or more fixed coils and which incorporates soft ferromagnetic material in the magnetic circuit | [5 empty] | dm:ClassOfInanimatePhysicalObject
MEASURING INSTRUMENT | [5 empty] | INTERNET SPEED METER | [5 empty] | rdl:RDS883124 |  | An <INTERNET SPEED METER> is a <MEASURING INSTRUMENT> that is intended to measure the upload and download speed of a internet connection | [5 empty] | dm:ClassOfInanimatePhysicalObject
MEASURING INSTRUMENT | [5 empty] | LEVEL MEASURING INSTRUMENT | [5 empty] | rdl:RDS417419 |  | A <LEVEL MEASURING INSTRUMENT> is a <MEASURING INSTRUMENT> for measuring a <LIQUID LEVEL>, that handles the measurement result from a <LEVEL MEASURING ELEMENT> | [5 empty] | dm:ClassOfFunctionalObject
LEVEL MEASURING INSTRUMENT | PROCESS GAUGE | [5 empty] | LEVEL GAUGE | [5 empty] | rdl:RDS462689 |  | A <LEVEL GAUGE> is a <LEVEL MEASURING INSTRUMENT> and a <PROCESS GAUGE> using a <LEVEL MEASURING ELEMENT>, that is intended to display a representation of a measured level | [5 empty] | dm:ClassOfFunctionalObject
LEVEL MEASURING INSTRUMENT | [6 empty] | LEVEL MEASURING INSTRUMENT - THERMAL CONDUCTIVITY | [5 empty] | rdl:RDS2227365 |  | A <LEVEL MEASURING INSTRUMENT - THERMAL CONDUCTIVITY> is a <LEVEL MEASURING INSTRUMENT> that handles the measurement results of a <LEVEL MEASURING ELEMENT - THERMAL CONDUCTIVITY> | [5 empty] | dm:ClassOfInanimatePhysicalObject
MEASURING INSTRUMENT | [5 empty] | LINEAR SPEED MEASURING INSTRUMENT | [5 empty] | rdl:RDS2227121 |  | A <LINEAR SPEEED MEASURING INSTRUMENT> is a <MEASURING INSTRUMENT> for the measurement of <LINEAR SPEED> | [5 empty] | dm:ClassOfFunctionalObject
MEASURING INSTRUMENT | [5 empty] | MAGNETOMETER | [5 empty] | rdl:RDS915749 |  | A <MAGNETOMETER> is a <INSTRUMENTATION ITEM> and a <MEASURING INSTRUMENT> that is intended to measure the value of a magnetic flux density in a given direction | [5 empty] | dm:ClassOfInanimatePhysicalObject
MEASURING INSTRUMENT | [5 empty] | MIST DETECTING INSTRUMENT | [5 empty] | rdl:RDS2224057 |  | A <MIST DETECTING INSTRUMENT> is a <MEASURING INSTRUMENT> for the detection of a mist, that handles the measurement result from a <MIST DETECTING MEASURING ELEMENT> | [5 empty] | dm:ClassOfFunctionalObject
MEASURING INSTRUMENT | [5 empty] | MOISTURE MEASURING INSTRUMENT | [5 empty] | rdl:RDS2224005 |  | A <MOISTURE MEASURING INSTRUMENT> is a <MEASURING INSTRUMENT> for measurement of <MOISTURE>, that handles the measurement result from a <MOISTURE SENSING ELEMENT> | [5 empty] | dm:ClassOfFunctionalObject
MOISTURE MEASURING INSTRUMENT | [6 empty] | MOISTURE MEASURING INSTRUMENT - CAPACITANCE | [5 empty] | rdl:RDS2227651 |  | A &amp;amp;amp;lt;MOISTURE MEASURING INSTRUMENTT - CAPACITANCE&amp;amp;amp;gt; is a &amp;amp;amp;lt;MOISTURE MEASURING INSTRUMENT&amp;amp;amp;gt; that handles the measurement result from a &amp;amp;amp;lt;CAPACITANCE MOISTURE SENSOR&amp;amp;amp;gt; | [5 empty] | dm:ClassOfFunctionalObject
MEASURING INSTRUMENT | [5 empty] | POSITION MEASURING INSTRUMENT | [5 empty] | rdl:RDS2224058 |  | A <POSITION MEASURING INSTRUMENT> is a <MEASURING INSTRUMENT> for the measurement of physical <POSITION>, that handles the measurement result from a <POSITION MEASURING ELEMENT> | [5 empty] | dm:ClassOfFunctionalObject
POSITION MEASURING INSTRUMENT | [6 empty] | ALIGNMENT INSTRUMENT | [5 empty] | rdl:RDS6569135 |  | An <ALIGNMENT INSTRUMENT> is a <POSITION MEASURING INSTRUMENT> that is intended to measure and indicate the position of equipment relative to each other | [5 empty] | dm:ClassOfFunctionalObject
POSITION MEASURING INSTRUMENT | PROCESS SWITCH | [5 empty] | POSITION SWITCH | [5 empty] | rdl:RDS935594 |  | A <POSITION SWITCH> isa <PROCESS SWITCH> and a <POSITION MEASURING INSTRUMENT> | [5 empty] | dm:ClassOfFunctionalObject
POSITION SWITCH | [7 empty] | PROXIMITY SWITCH | [5 empty] | rdl:RDS851084 |  | A <PROXIMITY SWITCH> is a <POSITION SWITCH> and a <PROXIMITY MEASURING INSTRUMENT> | [5 empty] | dm:ClassOfFunctionalObject
POSITION MEASURING INSTRUMENT | PROCESS VARIABLE TRANSMITTER | [5 empty] | POSITION TRANSMITTER | [5 empty] | rdl:RDS5769450 |  | A <POSITION TRANSMITTER>is a <PROCESS VARIABLE TRANSMITTER> and a <POSITION MEASURING INSTRUMENT> | [5 empty] | dm:ClassOfFunctionalObject
MEASURING INSTRUMENT | [5 empty] | PRESSURE MEASURING INSTRUMENT | [5 empty] | rdl:RDS2224059 |  | A <PRESSURE MEASURING INSTRUMENT> is a <MEASURING INSTRUMENT> for the measurement of <PRESSURE>, that handles the measurement result from a <PRESSURE MEASURING ELEMENT> | [5 empty] | dm:ClassOfFunctionalObject
PRESSURE MEASURING INSTRUMENT | [6 empty] | ABSOLUTE PRESSURE MEASURING INSTRUMENT | [5 empty] | rdl:RDS2224060 |  | An <ABSOLUTE PRESSURE MEASURING INSTRUMENT> is a <PRESSURE MEASURING INSTRUMENT> for the measurement of <ABSOLUTE PRESSURE>, that handles the measurement result from an <ABSOLUTE PRESSURE MEASURING ELEMENT> | [5 empty] | dm:ClassOfFunctionalObject
ABSOLUTE PRESSURE MEASURING INSTRUMENT | PRESSURE GAUGE | [6 empty] | ABSOLUTE PRESSURE GAUGE | [5 empty] | rdl:RDS850122 |  | An <ABSOLUTE PRESSURE GAUGE> is a <PRESSURE GAUGE> and an <ABSOLUTE PRESSURE MEASURING INSTRUMENT> using a <ABSOLUTE PRESSURE MEASURING ELEMENT> | [5 empty] | dm:ClassOfFunctionalObject
ABSOLUTE PRESSURE MEASURING INSTRUMENT | PRESSURE SWITCH | [6 empty] | ABSOLUTE PRESSURE SWITCH | [5 empty] | rdl:RDS2229460 |  | An <ABSOLUTE PRESSURE SWITCH> is a <PRESSURE SWITCH> and an <ABSOLUTE PRESSURE MEASURING INSTRUMENT> | [5 empty] | dm:ClassOfFunctionalObject
ABSOLUTE PRESSURE MEASURING INSTRUMENT | PRESSURE TRANSMITTER | [6 empty] | ABSOLUTE PRESSURE TRANSMITTER | [5 empty] | rdl:RDS819044 |  | An <ABSOLUTE PRESSURE TRANSMITTER> is a <PRESSURE TRANSMITTER> and an <ABSOLUTE PRESSURE MEASURING INSTRUMENT> | [5 empty] | dm:ClassOfFunctionalObject
ABSOLUTE PRESSURE MEASURING INSTRUMENT | [7 empty] | BAROMETER | [5 empty] | rdl:RDS13611695 |  | A <BAROMETER> is an <ABSOLUTE PRESSURE MEASURING INSTRUMENT> that is an instrument used for the measurement of atmospheric pressure. | [5 empty] | dm:ClassOfInanimatePhysicalObject
BAROMETER | [8 empty] | ANEROID BAROMETER | [5 empty] | rdl:RDS2228143 |  | An <ANEROID BAROMETER> is a <BAROMETER> that uses a small, flexible metal box called an aneroid cell (capsule), which is made from an alloy of beryllium and copper. The evacuated capsule (or usually several capsules, stacked to add up their movements) is prevented from collapsing by a strong spring | [5 empty] | dm:ClassOfInanimatePhysicalObject
BAROMETER | [8 empty] | MERCURY BAROMETER | [5 empty] | rdl:RDS2228144 |  | A <MERCURY BAROMETER> is a <BAROMETER> that has a vertical glass tube closed at the top sitting in an open mercury-filled basin at the bottom. Mercury in the tube adjusts until the weight of it balances the atmospheric force exerted on the reservoir | [5 empty] | dm:ClassOfInanimatePhysicalObject
PRESSURE MEASURING INSTRUMENT | [6 empty] | DIFFERENTIAL PRESSURE MEASURING INSTRUMENT | [5 empty] | rdl:RDS879299 |  | A <DIFFERENTIAL PRESSURE MEASURING INSTRUMENT> is a <PRESSURE MEASURING INSTRUMENT> for the measurement of <DIFFERENTIAL PRESSURE>, that handles the measurement result from a <DIFFERENTIAL PRESSURE MEASURING ELEMENT> | [5 empty] | dm:ClassOfFunctionalObject
DIFFERENTIAL PRESSURE MEASURING INSTRUMENT | [7 empty] | DIFFERENTIAL PRESSURE MEASURING INSTRUMENT - DOUBLE BOURDON | [5 empty] | rdl:RDS2223232 |  | A <DIFFERENTIAL PRESSURE MEASURING INSTRUMENT - DOUBLE BOURDON> is an <INSTRUMENTATION ITEM> and a <DIFFERENTIAL PRESSURE MEASURING INSTRUMENT> that handles the measurement result from a <DIFFERENTIAL PRESSURE MEASURING ELEMENT - DOUBLE BOURDON> | [5 empty] | dm:ClassOfInanimatePhysicalObject
DIFFERENTIAL PRESSURE MEASURING INSTRUMENT | PRESSURE GAUGE | [6 empty] | DIFFERENTIAL PRESSURE GAUGE | [5 empty] | rdl:RDS850814 |  | A <DIFFERENTIAL PRESSURE GAUGE> is a <PRESSURE GAUGE> and a <DIFFERENTIAL PRESSURE MEASURING INSTRUMENT> using a <DIFFERENTIAL PRESSURE MEASURING ELEMENT> | [5 empty] | dm:ClassOfFunctionalObject
DIFFERENTIAL PRESSURE MEASURING INSTRUMENT | PRESSURE SWITCH | [6 empty] | DIFFERENTIAL PRESSURE SWITCH | [5 empty] | rdl:RDS850949 |  | A <DIFFERENTIAL PRESSURE SWITCH> is a <PRESSURE SWITCH> and a <DIFFERENTIAL PRESSURE MEASURING INSTRUMENT> | [5 empty] | dm:ClassOfFunctionalObject
DIFFERENTIAL PRESSURE MEASURING INSTRUMENT | PRESSURE TRANSMITTER | [6 empty] | DIFFERENTIAL PRESSURE TRANSMITTER | [5 empty] | rdl:RDS428849 |  | A <DIFFERENTIAL PRESSURE TRANSMITTER> is a <PRESSURE TRANSMITTER> and a <DIFFERENTIAL PRESSURE MEASURING INSTRUMENT> | [5 empty] | dm:ClassOfFunctionalObject
PRESSURE MEASURING INSTRUMENT | [6 empty] | GAUGE PRESSURE MEASURING INSTRUMENT | [5 empty] | rdl:RDS2224062 |  | A <GAUGE PRESSURE MEASURING INSTRUMENT> is a <PRESSURE MEASURING INSTRUMENT> for the measurement of <GAUGE PRESSURE>, that handles the measurement result from a <GAUGE PRESSURE MEASURING ELEMENT> | [5 empty] | dm:ClassOfFunctionalObject
GAUGE PRESSURE MEASURING INSTRUMENT | PRESSURE GAUGE | [6 empty] | GAUGE PRESSURE GAUGE | [5 empty] | rdl:RDS416159 |  | A <GAUGE PRESSURE GAUGE> is a <PRESSURE GAUGE> and a <GAUGE PRESSURE MEASURING INSTRUMENT> | [5 empty] | dm:ClassOfFunctionalObject
GAUGE PRESSURE GAUGE | [8 empty] | PRESSURE MEMORY GAUGE | [5 empty] | rdl:RDS2224532 |  | A <PRESSURE MEMORY GAUGE> is a <GAUGE PRESSURE GAUGE> that measures and stores downhold pressures, enabling the data to be read when the tool assembly is returned to the surface | [5 empty] | dm:ClassOfInanimatePhysicalObject
GAUGE PRESSURE MEASURING INSTRUMENT | PRESSURE SWITCH | [6 empty] | GAUGE PRESSURE SWITCH | [5 empty] | rdl:RDS2229461 |  | A <GAUGE PRESSURE SWITCH> is a <PRESSURE SWITCH> and a <GAUGE PRESSURE MEASURING INSTRUMENT> | [5 empty] | dm:ClassOfFunctionalObject
GAUGE PRESSURE MEASURING INSTRUMENT | PRESSURE TRANSMITTER | [6 empty] | GAUGE PRESSURE TRANSMITTER | [5 empty] | rdl:RDS818999 |  | A <GAUGE PRESSURE TRANSMITTER> is a <PRESSURE TRANSMITTER> and a <GAUGE PRESSURE MEASURING INSTRUMENT> | [5 empty] | dm:ClassOfFunctionalObject
PRESSURE MEASURING INSTRUMENT | [6 empty] | PIEZOMETER | [5 empty] | rdl:RDS2225837 |  | A <PIEZOMETER> is an <INSTUMENTATION ITEM> and a <PRESSURE MEASURING INSTRUMENT> that is used to measure liquid pressure in a system by measuring the height to which a column of the liquid rises against gravity, or a device which measures the piezometric head of groundwater at a specific point. The sensor can be vibrating-wire, pneumatic, or strain-gauge in operation, converting pressure into an electrical signal | [5 empty] | dm:ClassOfInanimatePhysicalObject
PIEZOMETER | [7 empty] | PNEUMATIC PIEZOMETER | [5 empty] | rdl:RDS2225838 |  | A <PNEUMATIC PIEZOMETER> is a <PIEZOMETER> that is sealed in a borehole or embedded in a fill to measure pore water pressure | [5 empty] | dm:ClassOfInanimatePhysicalObject
PRESSURE MEASURING INSTRUMENT | PROCESS GAUGE | [5 empty] | PRESSURE GAUGE | [5 empty] | rdl:RDS1459688721 |  | A <PRESSURE GAUGE> is a <PROCESS GAUGE> and a <PRESSURE MEASURING INSTRUMENT> using a <PRESSURE MEASURING ELEMENT> | [5 empty] | dm:ClassOfFunctionalObject
PRESSURE GAUGE | [7 empty] | MANOMETER | [5 empty] | rdl:RDS880874 |  | A <MANOMETER> is a <PRESSURE GAUGE> for low pressure measurement, consisting of a tube filled with a liquid, the level of the liquid being determined by the fluid pressure and the height of the liquid being indicated on a scale | [5 empty] | dm:ClassOfFunctionalObject
ARTEFACT | MANOMETER | [7 empty] | INCLINED TUBE MANOMETER | [5 empty] | rdl:RDS2228189 |  | An <INCLINED TUBE MANOMETER> is an <ARTEFACT> and a <MANOMETER> with a transparent tube that is set at an angle to horizontal in order to extend the scale for better readablility | [5 empty] | dm:ClassOfInanimatePhysicalObject
ARTEFACT | MANOMETER | [7 empty] | U-TUBE MANOMETER | [5 empty] | rdl:RDS883394 |  | A <U-TUBE MANOMETER> is an <ARTEFACT> and a <MANOMETER> that is a vertical or inclined U-shaped tube half-full of liquid where the measured pressure is applied to one side of the tube whilst the reference pressure (which might be of the atmosphere) is applied to the other. The difference in liquid level represents the applied pressure | [5 empty] | dm:ClassOfInanimatePhysicalObject
ARTEFACT | MANOMETER | [7 empty] | WELL TYPE MANOMETER | [5 empty] | rdl:RDS2228190 |  | A <WELL TYPE MANOMETER> is an <ARTEFACT> and a <MANOMETER> with a double glass tube, where one leg has a relatively small diameter, and the second leg is a reservoir; the level of the liquid in the reservoir does not change appreciably with change of pressure | [5 empty] | dm:ClassOfInanimatePhysicalObject
PRESSURE MEASURING INSTRUMENT | PROCESS SWITCH | [5 empty] | PRESSURE SWITCH | [5 empty] | rdl:RDS309419 |  | A <PRESSURE SWITCH> is a <PROCESS SWITCH> and a <PRESSURE MEASURING INSTRUMENT> | [5 empty] | dm:ClassOfFunctionalObject
PRESSURE MEASURING INSTRUMENT | PROCESS VARIABLE TRANSMITTER | [5 empty] | PRESSURE TRANSMITTER | [5 empty] | rdl:RDS743399 |  | A <PRESSURE TRANSMITTER>is a <PROCESS VARIABLE TRANSMITTER> and a <PRESSURE MEASURING INSTRUMENT> | [5 empty] | dm:ClassOfFunctionalObject
MEASURING INSTRUMENT | [5 empty] | PROCESS ANALYSER | [5 empty] | rdl:RDS624014 |  | An <PROCESS ANALYSER> is a <MEASURING INSTRUMENT> for the analysis of a substance for its composition and/or properties, and where the distinction between the primary element and the measuring instrument cannot be made easily | [5 empty] | dm:ClassOfFunctionalObject
PROCESS ANALYSER | [6 empty] | ACETIC ACID ANALYSER | [5 empty] | rdl:RDS6568985 |  | An <ACETIC ACID ANALYSER> is a <PROCESS ANALYSER> that measures the amount of <ACETIC ACID>s in liquid streams or liquid samples | [5 empty] | dm:ClassOfFunctionalObject
PROCESS ANALYSER | PROCESS VARIABLE TRANSMITTER | [5 empty] | ANALYSIS TRANSMITTER | [5 empty] | rdl:RDS2229319 |  | An <ANALYSIS TRANSMITTER>is a <PROCESS VARIABLE TRANSMITTER> and a <PROCESS ANALYZER> | [5 empty] | dm:ClassOfFunctionalObject
PROCESS ANALYSER | [6 empty] | BOILING POINT ANALYSER | [5 empty] | rdl:RDS878489 |  | A <BOILING POINT ANALYSER> is a <PROCESS ANALYSER> that determines the <BOILING POINT> or <BOILING RANGE> of a fluid | [5 empty] | dm:ClassOfFunctionalObject
PROCESS ANALYSER | [6 empty] | CALORIMETER | [5 empty] | rdl:RDS2224452 |  | A <CALORIMETER> is a <PROCESS ANALYSER> that measures either specific heat capacity or the amount of energy produced or absorbed in a chemical reaction | [5 empty] | dm:ClassOfFunctionalObject
PROCESS ANALYSER | [6 empty] | CARBON DIOXIDE ANALYSER | [5 empty] | rdl:RDS1007729 |  | A <CARBON DIOXIDE ANALYSER> is a <PROCESS ANALYSER> that determines the concentration of carbon dioxide | [5 empty] | dm:ClassOfFunctionalObject
PROCESS ANALYSER | [6 empty] | CHEMICAL COLORIMETRY ANALYSER | [5 empty] | rdl:RDS6588290 |  | A <CHEMICAL COLORIMETRY ANALYSER> is a <PROCESS ANALYSER> that measures <ALKALINITY> by colorimetric pH determination in a buffered sample | [5 empty] | dm:ClassOfFunctionalObject
PROCESS ANALYSER | [6 empty] | CHROMATOGRAPH | [5 empty] | rdl:RDS878669 |  | A <CHROMATOGRAPH> is a <PROCESS ANALYSER> that analyses the molecular composition of a substance | [5 empty] | dm:ClassOfFunctionalObject
PROCESS ANALYSER | [6 empty] | CLOUD POINT ANALYSER | [5 empty] | rdl:RDS6588560 |  | A <CLOUD POINT ANALYSER> is a <PROCESS ANALYSER> that determines the <CLOUD POINT> of a fluid | [5 empty] | dm:ClassOfFunctionalObject
PROCESS ANALYSER | [6 empty] | COLD FILTER PLUGGING POINT ANALYSER | [5 empty] | rdl:RDS2224459 |  | A <COLD FILTER PLUGGING POINT ANALYSER> is a <PROCESS ANALYSER> that measures a <COLD FILTER PLUGGING POINT> | [5 empty] | dm:ClassOfFunctionalObject
PROCESS ANALYSER | [6 empty] | COLOUR ANALYSER | [5 empty] | rdl:RDS2224461 |  | A <COLOUR ANALYSER>is a <PROCESS ANALYSER> intended to analyse the color spectrum of <RADIATION> | [5 empty] | dm:ClassOfFunctionalObject
PROCESS ANALYSER | [6 empty] | COULOMETER | [5 empty] | rdl:RDS915479 |  | A <COULOMETER> is a <PROCESS ANALYSER> for determining the amount of a substance released during electrolysis by measuring the electrical charge | [5 empty] | dm:ClassOfFunctionalObject
PROCESS ANALYSER | [6 empty] | DENSITY ANALYSER | [5 empty] | rdl:RDS1007774 |  | A <DENSITY ANALYSER> is a <PROCESS ANALYSER> intended to determine the density of a substance, using a <DENSITY MEASURING ELEMENT> | [5 empty] | dm:ClassOfFunctionalObject
DENSITY ANALYSER | [7 empty] | GAS DENSITY ANALYSER | [5 empty] | rdl:RDS1007819 |  | A <GAS DENSITY ANALYSER> is a <DENSITY ANALYSER> that is intended for analysing the density of gas and vapour | [5 empty] | dm:ClassOfFunctionalObject
DENSITY ANALYSER | [7 empty] | LIQUID DENSITY ANALYSER | [5 empty] | rdl:RDS1007864 |  | A <LIQUID DENSITY ANALYSER> is a <DENSITY ANALYSER> that is intended for analysing the density of liquid | [5 empty] | dm:ClassOfFunctionalObject
DENSITY ANALYSER | [7 empty] | RELATIVE DENSITY GAS ANALYSER | [5 empty] | rdl:RDS6600192 |  | A <RELATIVE DENSITY GAS ANALYSER> is a <DENSITY ANALYSER> that is intended to determine the density of a gas relative to another gas | [5 empty] | dm:ClassOfFunctionalObject
PROCESS ANALYSER | [6 empty] | DEW POINT ANALYSER | [5 empty] | rdl:RDS879254 |  | A <DEW POINT ANALYSER> is a <PROCESS ANALYSER> intended to determine the dew point of a substance | [5 empty] | dm:ClassOfFunctionalObject
DEW POINT ANALYSER | [7 empty] | CONDENSATION DEW POINT ANALYSER | [5 empty] | rdl:RDS1007909 |  | A <CONDENSATION DEW POINT ANALYSER> is a <DEW POINT ANALYSER> that detects the first appearance of condense to determine a dew point | [5 empty] | dm:ClassOfFunctionalObject
DEW POINT ANALYSER | [7 empty] | VAPOUR PRESSURE DEW POINT ANALYSER | [5 empty] | rdl:RDS1007954 |  | A <VAPOUR PRESSURE DEW POINT ANALYSER> is a <DEW POINT ANALYSER> that uses vapour pressure to determine a dew point | [5 empty] | dm:ClassOfFunctionalObject
PROCESS ANALYSER | [6 empty] | DISTILLATION ANALYSER | [5 empty] | rdl:RDS2224467 |  | A <DISTILLATION ANALYSER> is a <PROCESS ANALYSER> intended to determine the relation between the boiling temperatures and the fraction distilled. It includes the initial boiling point and the final boiling point | [5 empty] | dm:ClassOfFunctionalObject
PROCESS ANALYSER | [6 empty] | FLAME IONISATION ANALYSER | [5 empty] | rdl:RDS6599217 |  | A <FLAME IONISATION ANALYSER> is a <PROCESS ANALYSER> that is using the flame ionisation principle for analysing hydro carbons, also called TOC and a UHC | [5 empty] | dm:ClassOfFunctionalObject
PROCESS ANALYSER | [6 empty] | FLASH POINT ANALYSER | [5 empty] | rdl:RDS1007999 |  | A <FLASH POINT ANALYSER> is a <PROCESS ANALYSER> intended to determine the flash point of a substance | [5 empty] | dm:ClassOfFunctionalObject
PROCESS ANALYSER | [6 empty] | FREEZING POINT ANALYSER | [5 empty] | rdl:RDS2224484 |  | A <FREEZING POINT ANALYSER> is a <PROCESS ANALYSER> that determines the <FREEZING POINT> of a <LIQUID> | [5 empty] | dm:ClassOfFunctionalObject
PROCESS ANALYSER | [6 empty] | GAS ANALYSER | [5 empty] | rdl:RDS850679 |  | A <GAS ANALYSER> is a <PROCESS ANALYSER> that analyses the composition of a gaseous mixture with two or more components | [5 empty] | dm:ClassOfFunctionalObject
GAS ANALYSER | [7 empty] | MERCAPTAN ANALYSER | [5 empty] | rdl:RDS6599637 |  | A <MERCAPTAN ANALYSER>is a <GAS ANALYSER> intended to determine the mercaptan concentration in a fluid | [5 empty] | dm:ClassOfFunctionalObject
GAS ANALYSER | [7 empty] | NOX ANALYSER | [5 empty] | rdl:RDS6466209 |  | A <NOX ANALYSER> is a <GAS ANALYSER> intended to determine the nitrogen oxide concentration in gaseous compound | [5 empty] | dm:ClassOfFunctionalObject
PROCESS ANALYSER | [6 empty] | H2S ANALYSER | [5 empty] | rdl:RDS6466434 |  | An <H2S ANALYSER>is a <PROCESS ANALYSER> intended to analyse the concentration of <H2S> in a fluid stream | [5 empty] | dm:ClassOfFunctionalObject
PROCESS ANALYSER | [6 empty] | HARDNESS ANALYSER | [5 empty] | rdl:RDS6466074 |  | A <HARDNESS ANALYSER>is a <PROCESS ANALYSER> intended to determine the hardness of a solid compound | [5 empty] | dm:ClassOfFunctionalObject
PROCESS ANALYSER | [6 empty] | LIQUID COMPOSITION ANALYSER | [5 empty] | rdl:RDS2228865 |  | A <LIQUID COMPOSITION ANALYSER> is a <PROCESS ANALYSER> which determines concentrations of each of a number of components that are intermixed in a homogeneous solution | [5 empty] | dm:ClassOfFunctionalObject
PROCESS ANALYSER | [6 empty] | OCTANE NUMBER ANALYSER | [5 empty] | rdl:RDS6466299 |  | An <OCTANE NUMBER ANALYSER>is a <PROCESS ANALYSER> intended to determine the octane number of gasoline or diesel oil | [5 empty] | dm:ClassOfFunctionalObject
PROCESS ANALYSER | [6 empty] | OIL IN WATER ANALYSER | [5 empty] | rdl:RDS647999 |  | An <OIL IN WATER ANALYSER>is a <PROCESS ANALYSER> intended to determine the oil content in water | [5 empty] | dm:ClassOfFunctionalObject
PROCESS ANALYSER | [6 empty] | ORP ANALYSER | [5 empty] | rdl:RDS2224006 |  | An <ORP ANALYSER> is an <PROCESS ANALYSER> designed to measure an oxidation reduction potential (ORP), that handles the measurement result from a <ORP MEASURING ELEMENT> | [5 empty] | dm:ClassOfFunctionalObject
PROCESS ANALYSER | [6 empty] | OXYGEN CONTENT ANALYSER | [5 empty] | rdl:RDS647954 |  | An <OXYGEN CONTENT ANALYSER>is a <PROCESS ANALYSER> intended to determine the oxygen concentration in a fluid | [5 empty] | dm:ClassOfFunctionalObject
PROCESS ANALYSER | [6 empty] | PH ANALYSER | [5 empty] | rdl:RDS850634 |  | A <PH ANALYSER>is a <PROCESS ANALYSER> intended to measure <pH>, thereby using a <PH MEASURING ELEMENT> | [5 empty] | dm:ClassOfFunctionalObject
PH ANALYSER | [7 empty] | PH TRANSMITTER | [5 empty] | rdl:RDS6501579 |  | A <PH TRANSMITTER> is an <ANALYSIS TRANSMITTER> and an <PH ANALYZER> | [5 empty] | dm:ClassOfFunctionalObject
PROCESS ANALYSER | [6 empty] | PNA-METER | [5 empty] | rdl:RDS6466704 |  | A <PNA-METER>is a <PROCESS ANALYSER> intended to measure and indicate and/or produce a signal which represents the measured parafinic and naphtenic and aromatic content of a fluid | [5 empty] | dm:ClassOfFunctionalObject
PROCESS ANALYSER | [6 empty] | POUR POINT ANALYSER | [5 empty] | rdl:RDS6466479 |  | A <POUR POINT ANALYSER>is a <PROCESS ANALYSER> intended to determine the pour point of a fluid, i.e. the lowest temperature at which an oil or other liquid will pour under given conditions | [5 empty] | dm:ClassOfFunctionalObject
PROCESS ANALYSER | [6 empty] | REDOX ANALYSER | [5 empty] | rdl:RDS2229142 |  | A <REDOX ANALYSER> is a <PROCESS ANALYSER> intended to measure and indicate and/or produce a signal which represents an ORP (Oxidation Reduction Potential) measured by an <ORP ELEMENT> | [5 empty] | dm:ClassOfInanimatePhysicalObject
PROCESS ANALYSER | [6 empty] | REFRACTIVE INDEX ANALYSER | [5 empty] | rdl:RDS1008044 |  | A <REFRACTIVE INDEX ANALYSER>is a <PROCESS ANALYSER> intended to determine the refractive index for a medium | [5 empty] | dm:ClassOfFunctionalObject
PROCESS ANALYSER | [6 empty] | SALINOMETER | [5 empty] | rdl:RDS5772800 |  | A <SALINOMETER>is a <PROCESS ANALYSER> for measuring the amount of salt in a solution | [5 empty] | dm:ClassOfFunctionalObject
PROCESS ANALYSER | [6 empty] | SPECIFIC GRAVITY ANALYSER | [5 empty] | rdl:RDS2224550 |  | A <SPECIFIC GRAVITY ANALYSER> is a <PROCESS ANALYSER> that is used to determine the <SPECIFIC GRAVITY> of a substance | [5 empty] | dm:ClassOfInanimatePhysicalObject
PROCESS ANALYSER | [6 empty] | SPECIFIC GRAVITY MEASURING INSTRUMENT | [5 empty] | rdl:RDS2224068 |  | A <SPECIFIC GRAVITY MEASURING INSTRUMENT> is a <PROCESS ANALYZER> for the measurement of <SPECIFIC GRAVITY> | [5 empty] | dm:ClassOfFunctionalObject
PROCESS ANALYSER | [6 empty] | SULPHUR ANALYSER | [5 empty] | rdl:RDS6466524 |  | A <SULPHUR ANALYSER>is a <PROCESS ANALYSER> intended to determine the sulphur concentration in a fluid | [5 empty] | dm:ClassOfFunctionalObject
SULPHUR ANALYSER | [7 empty] | SULPHUR IN GAS ANALYSER | [5 empty] | rdl:RDS6623898 |  | A <SULPHUR IN GAS ANALYSER> is an <INSTRUMENTATION ITEM> and a <SULPHUR ANALYSER> that is intended to determine the sulphur concentration in gas | [5 empty] | dm:ClassOfFunctionalObject
SULPHUR ANALYSER | [7 empty] | SULPHUR IN OIL ANALYSER | [5 empty] | rdl:RDS6624003 |  | A <SULPHUR IN OIL ANALYSER> is an <INSTRUMENTATION ITEM> and a <SULPHUR ANALYSER> that is intended to determine the sulphur concentration in oil | [5 empty] | dm:ClassOfFunctionalObject
PROCESS ANALYSER | [6 empty] | THERMAL CONDUCTIVITY ANALYSER | [5 empty] | rdl:RDS1008089 |  | A <THERMAL CONDUCTIVITY ANALYSER>is a <PROCESS ANALYSER> that is intended to determine a physical property that is named thermal conductivity | [5 empty] | dm:ClassOfFunctionalObject
PROCESS ANALYSER | [6 empty] | TOC ANALYSER | [5 empty] | rdl:RDS6466569 |  | A <TOC ANALYSER>is a <PROCESS ANALYSER> intended to determine the total organic carbon content in a substance | [5 empty] | dm:ClassOfFunctionalObject
PROCESS ANALYSER | [6 empty] | TURBIDITY ANALYSER | [5 empty] | rdl:RDS6466614 |  | A <TURBIDITY ANALYSER>is a <PROCESS ANALYSER> for measuring turbidity (clarity) of liquids using the nephelometric principal to compare the light scattered due to contamination with the light scattering from a standard reference suspension | [5 empty] | dm:ClassOfFunctionalObject
PROCESS ANALYSER | [6 empty] | VAPOUR PRESSURE ANALYSER | [5 empty] | rdl:RDS2224562 |  | A <VAPOUR PRESSURE ANALYSER> is a <PROCESS ANALYSER> that determines the <VAPOUR PRESSURE> of a substance | [5 empty] | dm:ClassOfFunctionalObject
PROCESS ANALYSER | [6 empty] | VISCOMETER | [5 empty] | rdl:RDS5766901 |  | A <VISCOMETER>is a <PROCESS ANALYSER> for measuring the viscosity of liquids | [5 empty] | dm:ClassOfFunctionalObject
PROCESS ANALYSER | [6 empty] | VISCOSITY ANALYSER | [5 empty] | rdl:RDS6466659 |  | A <VISCOSITY ANALYSER>is a <PROCESS ANALYSER> intended to determine the viscosity of a fluid | [5 empty] | dm:ClassOfFunctionalObject
PROCESS ANALYSER | [6 empty] | WATER FRACTION METER | [5 empty] | rdl:RDS16553283 |  | A <WATER FRACTION METER>is a <PROCESS ANALYSER> designed to measure the water fraction in a fluid | [5 empty] | dm:ClassOfFunctionalObject
PROCESS ANALYSER | [6 empty] | WET GAS METER | [5 empty] | rdl:RDS16553328 |  | A <WET GAS METER>is a <PROCESS ANALYSER> that measures the amount of liquid, i.e. condensate and water in a gas | [5 empty] | dm:ClassOfFunctionalObject
PROCESS ANALYSER | [6 empty] | WOBBE INDEX METER | [5 empty] | rdl:RDS1008134 |  | A <WOBBE INDEX METER>is a <PROCESS ANALYSER> intended to determine the wobbe index of a gas or gas mixture | [5 empty] | dm:ClassOfFunctionalObject
MEASURING INSTRUMENT | SWITCHING DEVICE |  |  |  |  | PROCESS SWITCH | [5 empty] | rdl:RDS7210156 |  | A <PROCESS SWITCH> is an <MEASURING INSTRUMENT> and a <SWITCHING DEVICE> that operates when the output of its <MEASURING ELEMENT> reaches a preset criterium | [5 empty] | dm:ClassOfFunctionalObject
PROCESS SWITCH | ROTATIONAL SPEED MEASURING INSTRUMENT | [5 empty] | ROTATIONAL SPEED SWITCH | [5 empty] | rdl:RDS317159 |  | A <ROTATIONAL SPEED SWITCH> isa <PROCESS SWITCH> and a <ROTATIONAL SPEED MEASURING INSTRUMENT> | [5 empty] | dm:ClassOfFunctionalObject
PROCESS SWITCH | TEMPERATURE MEASURING INSTRUMENT | [5 empty] | TEMPERATURE SWITCH | [5 empty] | rdl:RDS2229401 |  | A <TEMPERATURE SWITCH> isa <PROCESS SWITCH> using a <TEMPERATURE MEASURING INSTRUMENT> | [5 empty] | dm:ClassOfFunctionalObject
PROCESS SWITCH | [6 empty] | TORQUE SWITCH | [5 empty] | rdl:RDS2227373 |  | A <TORQUE SWITCH> is a <PROCESS SWITCH> and a <TORQUE MEASURING INSTRUMENT> | [5 empty] | dm:ClassOfFunctionalObject
PROCESS SWITCH | VIBRATION MEASURING INSTRUMENT | [5 empty] | VIBRATION SWITCH | [5 empty] | rdl:RDS317204 |  | A <VIBRATION SWITCH> isa <PROCESS SWITCH> and a <VIBRATION MEASURING INSTRUMENT> | [5 empty] | dm:ClassOfFunctionalObject
PROCESS SWITCH | WEIGHT MEASURING INSTRUMENT | [5 empty] | WEIGHT SWITCH | [5 empty] | rdl:RDS317249 |  | A <WEIGHT SWITCH> is a <PROCESS SWITCH> and a <WEIGHT MEASURING INSTRUMENT> | [5 empty] | dm:ClassOfFunctionalObject
WEIGHT SWITCH | [7 empty] | WEIGHT SWITCH WITH LOAD CELL | [5 empty] | rdl:RDS2227375 |  | A <WEIGHT SWITCH WITH LOAD CELL> is a <WEIGHT SWITCH> that uses a <LOAD CELL> | [5 empty] | dm:ClassOfInanimatePhysicalObject
MEASURING INSTRUMENT | STANDARD SIGNAL SENDER | TRANSMITTER |  |  |  | PROCESS VARIABLE TRANSMITTER | [5 empty] | rdl:RDS2220501 |  | A < PROCESS VARIABLE TRANSMITTER> is a <MEASURING INSTRUMENT> and a <PROCESS SIGNAL GENERATING FUNCTION> and a <TRANSMITTER> for a <PROCESS VARIABLE> measurement | [5 empty] | dm:ClassOfFunctionalObject
PROCESS VARIABLE TRANSMITTER | [6 empty] | ACCELLERATION TRANSMITTER | [5 empty] | rdl:RDS2229100 |  | An <ACCELLERATION TRANSMITTER>is a <PROCESS VARIABLE TRANSMITTER> and an <ACCELERATION MEASURING INSTRUMENT> | [5 empty] | dm:ClassOfFunctionalObject
PROCESS VARIABLE TRANSMITTER | [6 empty] | DENSITY TRANSMITTER | [5 empty] | rdl:RDS2227381 |  | A <DENSITY TRANSMITTER>is a <PROCESS VARIABLE TRANSMITTER> and a <DENSITY MEASURING INSTRUMENT> | [5 empty] | dm:ClassOfFunctionalObject
PROCESS VARIABLE TRANSMITTER | PROXIMITY MEASURING INSTRUMENT | [5 empty] | PROXIMITY TRANSMITTER | [5 empty] | rdl:RDS2229311 |  | A <PROXIMITY TRANSMITTER>is a <PROCESS VARIABLE TRANSMITTER> and a <PROXIMITY MEASURING INSTRUMENT> | [5 empty] | dm:ClassOfFunctionalObject
PROCESS VARIABLE TRANSMITTER | RADIATION MEASURING INSTRUMENT | [5 empty] | RADIATION TRANSMITTER | [5 empty] | rdl:RDS2229312 |  | A <RADIATION TRANSMITTER>is a <PROCESS VARIABLE TRANSMITTER> and a <RADIATION MEASURING INSTRUMENT> | [5 empty] | dm:ClassOfFunctionalObject
PROCESS VARIABLE TRANSMITTER | ROTATIONAL SPEED MEASURING INSTRUMENT | [5 empty] | ROTATIONAL SPEED TRANSMITTER | [5 empty] | rdl:RDS5769822 |  | A <ROTATIONAL SPEED TRANSMITTER>is a <PROCESS VARIABLE TRANSMITTER> and a <ROTATIONAL SPEED MEASURING INSTRUMENT> | [5 empty] | dm:ClassOfFunctionalObject
PROCESS VARIABLE TRANSMITTER | TEMPERATURE MEASURING INSTRUMENT | [5 empty] | TEMPERATURE TRANSMITTER | [5 empty] | rdl:RDS418004 |  | A <TEMPERATURE TRANSMITTER>is a <PROCESS VARIABLE TRANSMITTER> and a <TEMPERATURE MEASURING INSTRUMENT> | [5 empty] | dm:ClassOfFunctionalObject
PROCESS VARIABLE TRANSMITTER | [6 empty] | VELOCITY TRANSMITTER | [5 empty] | rdl:RDS2223228 |  | A <VELOCITY TRANSMITTER>is a <PROCESS VARIABLE TRANSMITTER> and a <VELOCITY MEASURING INSTRUMENT> | [5 empty] | dm:ClassOfFunctionalObject
PROCESS VARIABLE TRANSMITTER | VIBRATION MEASURING INSTRUMENT | [5 empty] | VIBRATION TRANSMITTER | [5 empty] | rdl:RDS6501999 |  | A <VIBRATION TRANSMITTER> is a <PROCESS VARIABLE TRANSMITTER> and a <VIBRATION MEASURING INSTRUMENT> | [5 empty] | dm:ClassOfFunctionalObject
PROCESS VARIABLE TRANSMITTER | WEIGHT MEASURING INSTRUMENT | [5 empty] | WEIGHT TRANSMITTER | [5 empty] | rdl:RDS6502104 |  | A <WEIGHT TRANSMITTER>is a <PROCESS VARIABLE TRANSMITTER> and a <WEIGHT MEASURING INSTRUMENT> | [5 empty] | dm:ClassOfFunctionalObject
MEASURING INSTRUMENT | [5 empty] | PROXIMITY MEASURING INSTRUMENT | [5 empty] | rdl:RDS2224063 |  | A <PROXIMITY MEASURING INSTRUMENT> is a <MEASURING INSTRUMENT> for the measurement of <PROXIMITY>, that handles the measurement result from a <PROXIMITY MEASURING ELEMENT> | [5 empty] | dm:ClassOfFunctionalObject
MEASURING INSTRUMENT | [5 empty] | RADIAL DISPLACEMENT MEASURING INSTRUMENT | [5 empty] | rdl:RDS2227625 |  | A <RADIAL DISPLACEMENT MEASURING INSTRUMENT> is a <MEASURING INSTRUMENT> for the measurement of <RADIAL DISPLACEMENT>, that handles the measurement result from a <RADIAL DISPLACEMENT MEASURING ELEMENT> | [5 empty] | dm:ClassOfFunctionalObject
MEASURING INSTRUMENT | [5 empty] | RADIATION MEASURING INSTRUMENT | [5 empty] | rdl:RDS2224064 |  | A <RADIATION MEASURING INSTRUMENT> is a <MEASURING INSTRUMENT> for detecting the level of nuclear <RADIATION>, that handles the measurement result from a <RADIATION MEASURING ELEMENT> | [5 empty] | dm:ClassOfFunctionalObject
MEASURING INSTRUMENT | [5 empty] | ROTATIONAL SPEED MEASURING INSTRUMENT | [5 empty] | rdl:RDS2224065 |  | A <ROTATIONAL SPEED MEASURING INSTRUMENT> is a <MEASURING INSTRUMENT> for the measurement of <ROTATIONAL SPEED>, that handles the measurement result from a <ROTATIONAL SPEED MEASURING ELEMENT> | [5 empty] | dm:ClassOfFunctionalObject
MEASURING INSTRUMENT | [5 empty] | SAND DETECTING INSTRUMENT | [5 empty] | rdl:RDS2224066 |  | A <SAND DETECTING INSTRUMENT> is a <MEASURING INSTRUMENT> for sand detection in a pipeline, that handles the measurement result from a <SAND DETECTING MEASURING ELEMENT> | [5 empty] | dm:ClassOfFunctionalObject
MEASURING INSTRUMENT | [5 empty] | SMOKE DETECTING INSTRUMENT | [5 empty] | rdl:RDS2224067 |  | A <SMOKE DETECTING INSTRUMENT> is a <MEASURING INSTRUMENT> for <SMOKE DETECTING>, that handles the measurement result from a <SMOKE DETECTING MEASURING ELEMENT> | [5 empty] | dm:ClassOfFunctionalObject
MEASURING INSTRUMENT | [5 empty] | SOUND LEVEL METER | [5 empty] | rdl:RDS6635318 |  | A <SOUND LEVEL METER> is a <MEASURING INSTRUMENT> for the measurement of sound level with a standard frequency weighting and a standard exponential time weighting | [5 empty] | dm:ClassOfFunctionalObject
MEASURING INSTRUMENT | [5 empty] | TEMPERATURE MEASURING INSTRUMENT | [5 empty] | rdl:RDS2224069 |  | A <TEMPERATURE MEASURING INSTRUMENT> is a <MEASURING INSTRUMENT> for the measurement of <TEMPERATURE>, that handles the measurement result from a <TEMPERATURE MEASURING ELEMENT> | [5 empty] | dm:ClassOfFunctionalObject
MEASURING INSTRUMENT | [5 empty] | THERMAL INSTRUMENT | [5 empty] | rdl:RDS934199 |  | A <THERMAL INSTRUMENT> is a <MEASURING INSTRUMENT> that operates by the heating effect due to Joule effect, also referred to as hot-wire instrument | [5 empty] | dm:ClassOfInanimatePhysicalObject
MEASURING INSTRUMENT | [5 empty] | VELOCITY MEASURING INSTRUMENT | [5 empty] | rdl:RDS2229470 |  | A <VELOCITY MEASURING INSTRUMENT> is a <MEASURING INSTRUMENT> for the measurement of <VELOCITY>, that handles the measurement result from a <VELOCITY MEASURING ELEMENT> | [5 empty] | dm:ClassOfFunctionalObject
PROCESS GAUGE | VELOCITY MEASURING INSTRUMENT | [5 empty] | VELOCITY GAUGE | [5 empty] | rdl:RDS2226550 |  | A <VELOCITY GAUGE> is a <PROCESS GAUGE> and a <VELOCITY MEASURING INSTRUMENT> using a <VELOCITY MEASURING ELEMENT> that is intended to measure and indicate <VELOCITY> | [5 empty] | dm:ClassOfFunctionalObject
MEASURING INSTRUMENT | [5 empty] | VIBRATION MEASURING INSTRUMENT | [5 empty] | rdl:RDS2224077 |  | A <VIBRATION MEASURING INSTRUMENT> is a <MEASURING INSTRUMENT> for the measurement of <VIBRATION>, that handles the measurement result from a <VIBRATION MEASURING ELEMENT> | [5 empty] | dm:ClassOfFunctionalObject
VIBRATION MEASURING INSTRUMENT | [6 empty] | VIBRATION MEASURING INSTRUMENT ISO 2041 | [5 empty] | rdl:RDS2224076 |  | A <VIBRATION MEASURING INSTRUMENT ISO 2041> is a <VIBRATION MEASURING INSTRUMENT> that is sensing <VIBRATION> in terms of ISO 2041 | [5 empty] | dm:ClassOfFunctionalObject
MEASURING INSTRUMENT | [5 empty] | WATER HARDNESS MEASURING INSTRUMENT | [5 empty] | rdl:RDS2224078 |  | A <WATER HARDNESS MEASURING INSTRUMENT> is a <MEASURING INSTRUMENT> for the measurement of <HARDNESS> of <WATER>, that handles the measurement result from a <WATER HARDNESS MEASURING ELEMENT> | [5 empty] | dm:ClassOfFunctionalObject
MEASURING INSTRUMENT | [5 empty] | WEIGHT MEASURING INSTRUMENT | [5 empty] | rdl:RDS2224079 |  | A <WEIGHT MEASURING INSTRUMENT> is a <MEASURING INSTRUMENT> for the measurement of <WEIGHT> (mass), that handles the measurement result from a <WEIGHT MEASURING ELEMENT> | [5 empty] | dm:ClassOfFunctionalObject
INSTRUMENTATION FUNCTION |  |  |  |  | MONITOR | [5 empty] | rdl:RDS13175715 |  | A <MONITOR> is an <INSTRUMENTATION FUNCTION> that is capable of <MONITORING> | [5 empty] | dm:ClassOfFunctionalObject
MONITOR | [5 empty] | FIRE FOAM MONITOR | [5 empty] | rdl:RDS301139 |  | A <FIRE FOAM MONITOR> is a <MONITOR> for monitoring the status of fire foam | [5 empty] | dm:ClassOfFunctionalObject
MONITOR | [5 empty] | FIRE MONITOR | [5 empty] | rdl:RDS5775365 |  | A <FIRE MONITOR> is a <MONITOR> with the capability of receiveing and displaying information about fire and/or firefighting system | [5 empty] | dm:ClassOfFunctionalObject
MONITOR | [5 empty] | FIRE WATER MONITOR | [5 empty] | rdl:RDS301319 |  | A <FIRE WATER MONITOR> is a <MONITOR> that is capable of monitoring operation of firewater | [5 empty] | dm:ClassOfFunctionalObject
MONITOR | [5 empty] | FIREWATER MONITOR | [5 empty] | rdl:RDS485549 |  | A <FIRE WATER MONITOR> is a <MONITOR> that is capable of monitoring operation of firewater | [5 empty] | dm:ClassOfFunctionalObject
MONITOR | [5 empty] | LINING MONITOR | [5 empty] | rdl:RDS2229960 |  | A <LINING MONITOR> is a <MONITOR> with the capability of receiveing and displaying information about deterioration of a <LINING> | [5 empty] | dm:ClassOfFunctionalObject
LINING MONITOR | SYSTEM | [5 empty] | LINING MONITORING SYSTEM | [5 empty] | rdl:RDS2227161 |  | A <LINING MONITORING SYSTEM> is an <INSTRUMENTATION ITEM> and a <LINING MONITOR> and a <SYSTEM> | [5 empty] | dm:ClassOfInanimatePhysicalObject
MONITOR | [5 empty] | POSITION MONITOR | [5 empty] | rdl:RDS5775444 |  | A <POSITION MONITOR> is a <MONITOR> with the capability of receiveing and displaying information about position | [5 empty] | dm:ClassOfFunctionalObject
MONITOR | [5 empty] | PROCESS MONITORING DEVICE | [5 empty] | rdl:RDS2220082 |  | A <PROCESS MONITORING DEVICE> is a <MONITOR> that is capable of <MONITORING> a process facility | [5 empty] | dm:ClassOfFunctionalObject
MONITOR | [5 empty] | SAND DETECTION MONITOR | [5 empty] | rdl:RDS5775602 |  | A <SAND DETECTION MONITOR> is a <MONITOR> with the capability of receiveing signals and displaying information about sand detection | [5 empty] | dm:ClassOfFunctionalObject
MONITOR | [5 empty] | SPEED MONITOR | [5 empty] | rdl:RDS5775681 |  | A <SPEED MONITOR> is a <MONITOR> with the capability of receiveing signals and displaying information about speed | [5 empty] | dm:ClassOfFunctionalObject
MONITOR | [5 empty] | TEMPERATURE MONITOR | [5 empty] | rdl:RDS5775726 |  | A <TEMPERATURE MONITOR> is a <MONITOR> with the capability of receiveing signals and displaying information about temperature | [5 empty] | dm:ClassOfFunctionalObject
MONITOR | [5 empty] | VOLTAGE MONITOR | [5 empty] | rdl:RDS5775867 |  | A <VOLTAGE MONITOR> is a <MONITOR> with the capability of receiveing signals and displaying information about voltage level | [5 empty] | dm:ClassOfFunctionalObject
INSTRUMENTATION FUNCTION |  |  |  |  | PROBE | [5 empty] | rdl:RDS648449 |  | A <PROBE> is an <INSTUMENTATION FUNCTION> that is capable of obtaining specific information or physical samples for diagnostic or experimental purposes | [5 empty] | dm:ClassOfFunctionalObject
PROBE | [5 empty] | RADIAL DISPLACEMENT PROBE | [5 empty] | rdl:RDS6500499 |  | An <RADIAL DISPLACEMENT PROBE> is a <PROBE> for measurement of <RADIAL DISPLACEMENT> | [5 empty] | dm:ClassOfFunctionalObject
PROBE | [5 empty] | SEISMIC PROBE | [5 empty] | rdl:RDS5780625 |  | A <SEISMIC PROBE> is a <PROBE> for detecting shock waves set off by an explosion or other seismic sources and reflected by underground rock formations | [5 empty] | dm:ClassOfFunctionalObject
GAUGE | INSTRUMENTATION FUNCTION |  |  |  | PROCESS GAUGE | [5 empty] | rdl:RDS462644 |  | A <PROCESS GAUGE> is a <INSTRUMENTATION FUNCTION> and a <GAUGE> that is a stand-alone device for measuring or sighting a process variable | [5 empty] | dm:ClassOfFunctionalObject
PROCESS GAUGE | [5 empty] | TEMPERATURE GAUGE | [5 empty] | rdl:RDS417824 |  | A <TEMPERATURE GAUGE> is a <PROCESS GAUGE> using a <TEMPERATURE MEASURING ELEMENT> that is intended to measure and indicate a <TEMPERATURE> | [5 empty] | dm:ClassOfFunctionalObject
PROCESS GAUGE | [5 empty] | VOLUME GAUGE | [5 empty] | rdl:RDS2226549 |  | A <VOLUME GAUGE> is a <PROCESS GAUGE> and a <VOLUME MEASURING INSTRUMENT> using a <VOLUME MEASURING ELEMENT> that is intended to measure and indicate <VOLUME> | [5 empty] | dm:ClassOfFunctionalObject
FLOW TOTALIZER | VOLUME GAUGE | [5 empty] | POSITIVE DISPLACEMENT TOTALIZER | [5 empty] | rdl:RDS2226590 |  | A <POSITIVE DISPLACEMENT TOTALIZER> is a <VOLUME GAUGE> and a <FLOW TOTALIZER> using a <VOLUME FLOW MEASURING ELEMENT - POSITIVE DISPLACEMENT> that is intended to measure <FLOW RATE> and indicate the total <VOLUME> of a fluid that has flowed | [5 empty] | dm:ClassOfInanimatePhysicalObject
FLOW TOTALIZER | VOLUME GAUGE | [5 empty] | TURBINE TOTALIZER | [5 empty] | rdl:RDS2226591 |  | A <TURBINE TOTALIZER> is a <VOLUME GAUGE> and a <FLOW TOTALIZER> using a <VOLUME FLOW MEASURING ELEMENT - TURBINE> that is intended to measure <FLOW RATE> and indicate the total <VOLUME> of a fluid that has flowed | [5 empty] | dm:ClassOfFunctionalObject
INSTRUMENTATION FUNCTION |  |  |  |  | PROCESS SIGNAL GENERATING FUNCTION | [5 empty] | rdl:RDS2220983 |  | A <PROCESS SIGNAL GENERATING FUNCTION> is an <INSTRUMENTATION FUNCTION> that generates a non-standard <SIGNAL> that represents the magnitude of a process variable, and usually is made input of a <MEASURING INSTRUMENT> | [5 empty] | dm:ClassOfFunctionalObject
INSTRUMENTATION FUNCTION |  |  |  |  | READER | [5 empty] | rdl:RDS2224301 |  | A <READER> is an <INSTRUMENTATION FUNCTION> that has the capability of <READING> some <CODE> | [5 empty] | dm:ClassOfFunctionalObject
INSTRUMENTATION FUNCTION |  |  |  |  | RECORDER | [5 empty] | rdl:RDS282059 |  | A <RECORDER> is an <INSTRUMENTATION FUNCTION> that is capable of <RECORDING> | [5 empty] | dm:ClassOfFunctionalObject
ARTEFACT | RECORDER |  |  |  |  | VIDEO RECORDER | [5 empty] | rdl:RDS5780016 |  | A <VIDEO RECORDER> is an <ARTEFACT> and a <RECORDER> that is recording signals originated by a TV camera on a moving magnetic tape for subsequent reproduction or transmission | [5 empty] | dm:ClassOfInanimatePhysicalObject
INSTRUMENTATION FUNCTION | VALVE |  |  |  | SELF-OPERATING VALVE | [5 empty] | rdl:RDS7018938 |  | A <SELF-OPERATING VALVE> is an <INSTRUMENTATION FUNCTION> and a <VALVE> that includes a means of operation (e.g. spring / gravity / fluid pressure / counter balance), and is not depending on an external source of energy | [5 empty] | dm:ClassOfFunctionalObject
SELF-OPERATING VALVE | [5 empty] | FLOW REGULATOR | [5 empty] | rdl:RDS880109 |  | A <FLOW REGULATOR> is a <SELF-OPERATING VALVE> for fluid flow | [5 empty] | dm:ClassOfFunctionalObject
SELF-OPERATING VALVE | [5 empty] | LEVEL REGULATOR | [5 empty] | rdl:RDS880739 |  | A <LEVEL REGULATOR> is a <SELF-OPERATING VALVE> for level | [5 empty] | dm:ClassOfFunctionalObject
OVERPRESSURE PROTECTOR | SELF-OPERATING VALVE |  |  |  |  | OVERPRESSURE PROTECTION VALVE | [5 empty] | rdl:RDS16207641 |  | An <OVERPRESSURE PROTECTION VALVE> is a <SELF-OPERATING VALVE> and an <OVERPRESSURE PROTECTOR> | [5 empty] | dm:ClassOfInanimatePhysicalObject
SELF-OPERATING VALVE | [5 empty] | PRESSURE REGULATOR | [5 empty] | rdl:RDS309149 |  | A <PRESSURE REGULATOR> is a <SELF-OPERATING VALVE> for pressure | [5 empty] | dm:ClassOfFunctionalObject
SELF-OPERATING VALVE | [5 empty] | PRESSURE RELIEF DEVICE | [5 empty] | rdl:RDS309329 |  | A <PRESSURE RELIEF DEVICE> is a <SELF-OPERATING VALVE>, that relieves pressure from an exclosed space when the pressure reaches a predetermined value | [5 empty] | dm:ClassOfFunctionalObject
SELF-OPERATING VALVE | [5 empty] | TEMPERATURE REGULATOR | [5 empty] | rdl:RDS1011284 |  | A <TEMPERATURE REGULATOR> is a <SELF-OPERATING VALVE> for temperature regulation | [5 empty] | dm:ClassOfFunctionalObject
SELF-OPERATING VALVE | [5 empty] | THERMAL RELIEF DEVICE | [5 empty] | rdl:RDS1336338491 |  | A <THERMAL RELIEF DEVICE> is a <<SELF-OPERATING VALVE> that relieves fluid from an exclosed space when the temperature reaches a predetermined value | [5 empty] | dm:ClassOfFunctionalObject
SELF-OPERATING VALVE | [5 empty] | VACUUM RELIEF DEVICE | [5 empty] | rdl:RDS313784 |  | A <VACUUM RELIEF DEVICE> is a <SELF-OPERATING VALVE> that opens up and aligns the pressure when the underpressure of a container reaches a predetermined level | [5 empty] | dm:ClassOfFunctionalObject
CONVEYOR | INSTRUMENTATION FUNCTION |  |  |  | SIGNAL CONVEYOR | [5 empty] | rdl:RDS222448 |  | A <SIGNAL CONVEYOR> is an <INSTRUMENTATION FUNCTION> and a <CONVEYOR> for a <SIGNAL> | [5 empty] | dm:ClassOfFunctionalObject
SIGNAL CONVEYOR | [5 empty] | ELECTRIC SIGNAL CONVEYOR | [5 empty] | rdl:RDS2220161 |  | A < SIGNAL CONVEYOR> is a <SIGNAL CONVEYOR> that are capable of <CONVEYOR> one or more < SIGNAL>s | [5 empty] | dm:ClassOfFunctionalObject
SIGNAL CONVEYOR | [5 empty] | ELECTROMAGNETIC SIGNAL CONVEYOR | [5 empty] | rdl:RDS2220164 |  | A < SIGNAL CONVEYOR> is a <SIGNAL CONVEYOR> that are capable of <CONVEYOR> one or more < SIGNAL>s | [5 empty] | dm:ClassOfFunctionalObject
SIGNAL CONVEYOR | [5 empty] | HYDRAULIC SIGNAL CONVEYOR | [5 empty] | rdl:RDS2220163 |  | A < SIGNAL CONVEYOR> is a <SIGNAL CONVEYOR> that are capable of <CONVEYOR> one or more < SIGNAL>s | [5 empty] | dm:ClassOfFunctionalObject
SIGNAL CONVEYOR | [5 empty] | PNEUMATIC SIGNAL CONVEYOR | [5 empty] | rdl:RDS2220162 |  | A < SIGNAL CONVEYOR> is a <SIGNAL CONVEYOR> that are capable of <CONVEYOR> one or more < SIGNAL>s | [5 empty] | dm:ClassOfFunctionalObject
INSTRUMENTATION FUNCTION | SIGNAL RECEIVER |  |  |  | STANDARD SIGNAL RECEIVER | [5 empty] | rdl:RDS222805 |  | A <STANDARD SIGNAL RECEIVER> is a <INSTRUMENTATION FUNCTION> and a <SIGNAL RECEIVER> that is capable of <RECEIVING> a <STANDARD SIGNAL> | [5 empty] | dm:ClassOfFunctionalObject
INSTRUMENTATION FUNCTION | SIGNAL SENDER |  |  |  | STANDARD SIGNAL SENDER | [5 empty] | rdl:RDS2228051 |  | A <STANDARD SIGNAL SENDER> is a <INSTRUMENTATION FUNCTION> and a <SIGNAL SENDER> that is capable of <SENDING> a <STANDARD SIGNAL> | [5 empty] | dm:ClassOfFunctionalObject
INSTRUMENTATION FUNCTION | WARNER |  |  |  | STATE WARNER | [5 empty] | rdl:RDS2220118 |  | A <STATE WARNER> is an <INSTRUMENTATION FUNCTION> and a <WARNER> of an unwanted state change | [5 empty] | dm:ClassOfFunctionalObject